## Methodology
Methodology
Phương pháp thu thập & đánh giá (methodology)
[+] Mỗi sản phẩm được đánh giá dựa trên tài liệu công khai của hãng (datasheet, tài liệu kỹ thuật, blog) và nguồn bên thứ ba.
[+] Với mỗi yêu cầu trong checklist, trích dẫn (quote) từ nguồn được ghi nhận làm bằng chứng; không có bằng chứng thì verdict là Unknown.
[+] Mỗi item được gán 1 trong 5 verdict kèm mức confidence (high/medium/low) dựa trên việc thông tin có được cung cấp cả từ các bên thứ ba hay chỉ từ tài liệu của hãng.
[+] Điểm được tính theo tổng có trọng số (weighted sum) như mô tả ở phần scoring ở dưới.
[+] Những product có điểm tổng cao nhất được đưa vào sheet chi tiết (top 10).
Supported | Sản phẩm hỗ trợ đầy đủ tính năng này
Partial | Sản phẩm hỗ trợ một phần tính năng này
Not Supported | Sản phẩm không hỗ trợ tính năng này
Unknown | Không tìm thấy thông tin xác nhận từ tài liệu
Not Applicable | Tính năng không áp dụng cho kiến trúc sản phẩm
Cách tính điểm (scoring)
[+] Weighted Score của một tiêu chí = verdict_score × confidence_weight (tối đa là 1 điểm)
[1] verdict_score (Raw Score): supported = 1.0, partial = 0.5, not_supported = 0.0, unknown = 0.0, not_applicable = 0.0
[2] confidence_weight: high = 1.0, medium = 0.75, low = 0.5
[+] Điểm của một category = tổng điểm các tiêu chí trong nhóm yêu cầu
[+] Absolute % = tổng weighted scores/số tiêu chí

## Comparison Matrix
category | item_id | requirement | metadefender-cross-domain-gateway | everfox-high-assurance-cross-domain-gateway | fortigate-rugged-security-gateway | thales-high-assurance-gateway | owl-recon-owl-talon-bidirectional-gateway | fox-data-diode-cross-domain-gateway | sdot-security-gateway-sdot-industry-gateway | waterfall-bidirectional-security-gateway | nexor-guardian-nexor-guardiode | pa-220r-pa-400r-rugged-series
Architecture & Security | 1.1 | Kiến trúc Tách biệt Phiên (Protocol Break): Chấm dứt phiên TCP/IP tại phễu ranh giới, ngắt hoàn toàn IP routing. | Supported | Supported | Unknown | Supported | Supported | Supported | Supported | Supported | Supported | Unknown
Architecture & Security | 1.2 | Cách ly Phần cứng (Hardware Isolation): Thiết kế 2 bo mạch xử lý tách biệt kết nối qua FPGA hoặc Shared Memory cách ly. | Supported | Partial | Unknown | Partial | Supported | Supported | Unknown | Supported | Partial | Unknown
Architecture & Security | 1.3 | Chế độ Default-Deny: Tự động chặn tất cả gói tin/giao thức không nằm trong danh mục White-list. | Supported | Supported | Supported | Supported | Supported | Supported | Supported | Supported | Supported | Supported
Architecture & Security | 1.4 | Bảo vệ chống Lỗ hổng OS: Hệ điều hành gia cố siêu cấp (Hardened OS / Microkernel / SELinux Strict Mode). | Supported | Supported | Supported | Supported | Supported | Supported | Supported | Partial | Supported | Supported
Architecture & Security | 1.5 | Chữ ký số Nội bộ (Internal Data Stamping): Lõi kiểm soát ký số dữ liệu sạch trước khi cho phép phễu nội khởi tạo phiên mới. | Supported | Unknown | Unknown | Partial | Unknown | Unknown | Partial | Unknown | Unknown | Unknown
Inspection & CDR Engine | 2.1 | Giải phẫu & Tái tạo Nội dung (CDR): Bóc tách và tái tạo 100% các định dạng Office (DOCX, XLSX), PDF, Image, CAD. | Supported | Supported | Partial | Partial | Unknown | Unknown | Partial | Unknown | Partial | Unknown
Inspection & CDR Engine | 2.2 | Loại bỏ Macro & Script Độc hại: Xóa bỏ hoàn toàn VBA Macro, Javascript, DDE Links, Embedded Objects trong file. | Supported | Supported | Supported | Unknown | Unknown | Unknown | Unknown | Unknown | Supported | Unknown
Inspection & CDR Engine | 2.3 | Quét Mã độc Đa nhân (Multi-AV): Tích hợp tối thiểu 2+ Engine Antivirus quét song song payload thô. | Supported | Supported | Partial | Partial | Unknown | Unknown | Supported | Unknown | Partial | Partial
Inspection & CDR Engine | 2.4 | Phân tích Cú pháp Schema (Schema Check): Kiểm tra tính hợp lệ của cấu trúc XML, JSON, FIXM, AIXM theo W3C Schema. | Partial | Supported | Unknown | Partial | Partial | Unknown | Partial | Unknown | Partial | Unknown
Inspection & CDR Engine | 2.5 | Kiểm soát Luồng Thông tin (IFC): Lọc dữ liệu dựa trên Nhãn An ninh (Security Labels) gắn kèm tập tin. | Partial | Partial | Partial | Supported | Unknown | Unknown | Supported | Unknown | Supported | Unknown
Inspection & CDR Engine | 2.6 | Chống Rò rỉ Dữ liệu (DLP): Nhận diện và chặn từ khóa Mật, Mã số CMND, Tài khoản, Regex tùy biến. | Supported | Supported | Supported | Partial | Unknown | Partial | Partial | Unknown | Partial | Supported
Inspection & CDR Engine | 2.7 | Anti-Steganography Engine: Phát hiện và loại bỏ dữ liệu ẩn giấu bên trong file hình ảnh (PNG, JPEG, BMP). | Supported | Supported | Unknown | Unknown | Unknown | Unknown | Unknown | Unknown | Unknown | Unknown
Protocol Support | 3.1 | Hỗ trợ Giao thức File Transfer: SFTP, FTP/S, HTTPS, SMB/NFS Proxy có làm sạch nội dung. | Supported | Partial | Partial | Partial | Partial | Supported | Partial | Partial | Partial | Partial
Protocol Support | 3.2 | Hỗ trợ Giao thức OT/ICS: OPC UA, Modbus TCP, IEC 60870-5-104, DNP3, MQTT Industrial Proxy. | Supported | Partial | Supported | Partial | Supported | Partial | Partial | Supported | Unknown | Supported
Protocol Support | 3.3 | Hỗ trợ Giao thức Database: SQL Server, Oracle, PostgreSQL Proxy với khả năng whitelist câu lệnh Query. | Partial | Unknown | Not Supported | Unknown | Partial | Partial | Unknown | Partial | Unknown | Partial
Protocol Support | 3.4 | Hỗ trợ Giao thức Realtime Stream: RTSP Video Proxy, Syslog/CEF Unidirectional/Bidirectional Relay. | Partial | Supported | Partial | Partial | Partial | Partial | Partial | Partial | Partial | Partial
Performance & High Availability | 4.1 | Băng thông Xử lý (Throughput): Hỗ trợ băng thông kiểm tra CDR thực tế ≥ 1Gbps (hoặc theo tải dự án). | Supported | Supported | Supported | Supported | Supported | Supported | Partial | Supported | Partial | Supported
Performance & High Availability | 4.2 | Độ trễ Xử lý (Processing Latency): Độ trễ xử lý gói tin/giao thức realtime ≤ 10ms. | Supported | Supported | Supported | Supported | Partial | Partial | Partial | Unknown | Partial | Partial
Performance & High Availability | 4.3 | Khả năng Dự phòng (HA Active-Standby): Tự động chuyển mạch khi sự cố trong thời gian ≤ 100ms không mất session. | Partial | Partial | Partial | Partial | Partial | Partial | Unknown | Partial | Partial | Not Supported
Performance & High Availability | 4.4 | Tự vệ khi Quá tải (Fail-Safe State): Tự động khóa ranh giới (Fail-Close) khi phần cứng bị tấn công từ chối dịch vụ DoS. | Supported | Partial | Supported | Partial | Supported | Supported | Partial | Supported | Partial | Partial
Management & Compliance | 5.1 | Quản trị Phân quyền (RBAC): Tách biệt vai trò Admin Hệ thống, Admin Policy và Auditor An ninh. | Supported | Supported | Supported | Partial | Partial | Unknown | Partial | Unknown | Unknown | Supported
Management & Compliance | 5.2 | Tích hợp SIEM/SOAR: Đẩy Log thời gian thực dạng CEF/Syslog qua kênh mã hóa TLS tới SIEM. | Partial | Partial | Partial | Partial | Partial | Partial | Partial | Partial | Partial | Supported
Management & Compliance | 5.3 | Báo cáo Tuân thủ (Compliance Report): Có sẵn mẫu báo cáo tuân thủ NIST SP 800-82, IEC 62443, ISO 27001. | Supported | Partial | Partial | Unknown | Unknown | Unknown | Partial | Partial | Unknown | Partial
Management & Compliance | 5.4 | Chứng nhận Quốc tế / Quốc gia: Đạt chứng nhận Common Criteria (EAL4+), FIPS 140-3 hoặc Chứng nhận Cơ yếu. | Supported | Supported | Supported | Supported | Supported | Supported | Supported | Supported | Supported | Supported

## Coverage Summary
Product ID | Vendor | Product Name | Supported | Partial | Not Supported | Unknown | Not Applicable | Raw Score (max 24) | Weighted Score (max 24) | Absolute %
metadefender-cross-domain-gateway | OPSWAT | MetaDefender Cross Domain Gateway | 18 | 6 | 0 | 0 | 0 | 21 | 16 | 66.7
everfox-high-assurance-cross-domain-gateway | Everfox | Everfox High Assurance Cross Domain Gateway | 14 | 8 | 0 | 2 | 0 | 18 | 13.75 | 57.3
fortigate-rugged-security-gateway | Fortinet | FortiGate Rugged Security Gateway | 10 | 8 | 1 | 5 | 0 | 14 | 10.75 | 44.8
thales-high-assurance-gateway | Thales Group | Thales High-Assurance Gateway (X-Arc Cross Domain Solutions, Thales Norway) | 7 | 13 | 0 | 4 | 0 | 13.5 | 10.5 | 43.8
owl-recon-owl-talon-bidirectional-gateway | Owl Cyber Defense | Owl ReCon / Owl Talon Bidirectional Gateway | 8 | 8 | 0 | 8 | 0 | 12 | 10 | 41.7
fox-data-diode-cross-domain-gateway | Fox-IT (NCC Group) | Fox Data Diode & Cross Domain Gateway | 8 | 7 | 0 | 9 | 0 | 11.5 | 9.88 | 41.1
sdot-security-gateway-sdot-industry-gateway | infodas GmbH | SDoT Security Gateway / SDoT Industry Gateway | 6 | 13 | 0 | 5 | 0 | 12.5 | 9.62 | 40.1
waterfall-bidirectional-security-gateway | Waterfall Security Solutions | Waterfall Bidirectional Security Gateway | 7 | 7 | 0 | 10 | 0 | 10.5 | 9.12 | 38
nexor-guardian-nexor-guardiode | Nexor | Nexor Guardian / Nexor GuarDiode | 6 | 12 | 0 | 6 | 0 | 12 | 9 | 37.5
pa-220r-pa-400r-rugged-series | Palo Alto Networks | PA-220R / PA-400R Rugged Series | 8 | 7 | 1 | 8 | 0 | 11.5 | 8.88 | 37
terafence-v-gate | Terafence | Terafence V-Gate (gateway family: Vsecure 20/50, A4Gate, TFG121, MBsecure+, OPC Air-Gap) | 8 | 6 | 1 | 9 | 0 | 11 | 8.75 | 36.5
bae-systems-cross-domain-solution | BAE Systems | BAE Systems Cross Domain Solution | 5 | 11 | 0 | 8 | 0 | 10.5 | 8.62 | 35.9
toshiba-industrial-security-gateway | Toshiba Corporation | Toshiba Industrial Security Gateway (Waterfall Unidirectional Security Gateway) | 7 | 6 | 0 | 11 | 0 | 10 | 8.5 | 35.4
stormshield-network-security-sni40 | Stormshield | Stormshield Network Security (SNi40) | 6 | 9 | 1 | 8 | 0 | 10.5 | 8.12 | 33.9
centum-vp-security-gateway | Yokogawa Electric | CENTUM VP Security Gateway | 6 | 5 | 0 | 13 | 0 | 8.5 | 6.62 | 27.6
sophos-red-xgs-gateway | Sophos Ltd. | Sophos RED / XGS Gateway (Sophos Firewall on XGS Series + SD-RED) | 6 | 5 | 2 | 11 | 0 | 8.5 | 6.62 | 27.6
check-point-quantum-rugged-gateway | Check Point Software Technologies Ltd. | Check Point Quantum Rugged Gateway (Quantum Rugged Series - Rugged Firewall 1575R / 1595R) | 5 | 7 | 1 | 11 | 0 | 8.5 | 6.38 | 26.6
leadsec-industrial-security-gateway | Venustech | Leadsec Industrial Security Gateway | 4 | 7 | 0 | 13 | 0 | 7.5 | 6.12 | 25.5
diodegate-security-gateway | SVM Technology Limited (DiodeGate) | DiodeGate Security Gateway (DiodeGate-1G / DiodeGate-10G / BitShield-1G / DiodeGate-USB) | 4 | 8 | 0 | 12 | 0 | 8 | 6 | 25
sangfor-ngaf-security-gateway | Sangfor Technologies | Sangfor NGAF Security Gateway (Athena NGFW / NSF series) | 4 | 8 | 0 | 12 | 0 | 8 | 6 | 25
taclane-cross-domain-gateway | General Dynamics Mission Systems | TACDS (Tactical Cross Domain Solutions) - LP and VM; registry name 'TACLANE Cross Domain Gateway' | 3 | 10 | 4 | 7 | 0 | 8 | 6 | 25
zoneguard | Advenica AB | ZoneGuard (SecuriCDS ZoneGuard PE250) | 5 | 6 | 0 | 13 | 0 | 8 | 6 | 25
toprules-ics-gate | TOPSEC Technologies (Beijing Topsec Network Security Technology Co., Ltd. / 天融信) | TopRules / ICS Gate (安全隔离与信息交换系统 TopRules; 工控安全隔离与信息交换系统 TopIGap) | 3 | 8 | 0 | 13 | 0 | 7 | 5.75 | 24
cisco-catalyst-industrial-gateway | Cisco Systems | Cisco Catalyst Industrial Gateway | 3 | 9 | 1 | 11 | 0 | 7.5 | 5.62 | 23.4
edgeips-industrial-security-gateway | Trend Micro | EdgeIPS Industrial Security Gateway | 4 | 7 | 3 | 10 | 0 | 7.5 | 5.62 | 23.4
oakdoor-gateway | Oakdoor (PA Consulting) | Oakdoor Gateway | 3 | 9 | 0 | 12 | 0 | 7.5 | 5.38 | 22.4
genuscreen-security-gateway | GENUA GmbH | genuscreen Security Gateway | 5 | 3 | 3 | 13 | 0 | 6.5 | 5.38 | 22.4
fibersystem-secure-gateway | Fibersystem AB | Fibersystem Secure Gateway (Bidirectional Data Diode 1Gbit family with DDMW middleware) | 2 | 10 | 9 | 3 | 0 | 7 | 5.25 | 21.9
iseg-industrial-security-gateway | Radiflow | iSEG Industrial Security Gateway | 1 | 11 | 1 | 11 | 0 | 6.5 | 4.5 | 18.8
endian-4i-industrial-security-gateway | Endian S.r.l. | Endian 4i Industrial Security Gateway (4i Edge V / Edge X / Edge XL / Edge Software) | 3 | 6 | 5 | 10 | 0 | 6 | 4.5 | 18.8
bsgw-secure-gateway | Lancs Networks | BSGW Secure Gateway | 1 | 9 | 0 | 14 | 0 | 5.5 | 4.12 | 17.2
trackwatch-security-gateway | Gatewatcher | Trackwatch (Trackwatch Security Gateway — NDR detection platform / Système de détection qualifié) | 2 | 6 | 0 | 4 | 12 | 5 | 3.88 | 16.1
anheng-industrial-security-gateway | DBAPPSECurity (杭州安恒信息技术股份有限公司, Hangzhou Anheng Information Technology Co., Ltd.) | Anheng Industrial Security Gateway (安恒工业防火墙 / DBAPPSECurity Industrial Firewall) | 1 | 8 | 1 | 14 | 0 | 5 | 3.75 | 15.6
anybus-industrial-security-gateway | HMS Networks (Anybus) | Anybus Industrial Security Gateway (Anybus Defender family) | 1 | 8 | 2 | 13 | 0 | 5 | 3.75 | 15.6
lantech-industrial-security-gateway | Lantech Communications | Lantech Industrial Security Gateway | 1 | 8 | 1 | 14 | 0 | 5 | 3.75 | 15.6
radiant-mercury | Lockheed Martin | Radiant Mercury | 1 | 8 | 1 | 14 | 0 | 5 | 3.75 | 15.6
axiomtek-ifw-series | Axiomtek Co., Ltd. | Axiomtek IFW Series (IFW320 / IFW330 industrial firewalls) | 1 | 7 | 3 | 13 | 0 | 4.5 | 3.38 | 14.1
guardian-security-gateway | Nozomi Networks | Nozomi Networks Guardian (OT/ICS network monitoring sensor; listed as 'Guardian Security Gateway' in the BSG provider list) | 2 | 5 | 0 | 5 | 12 | 4.5 | 3.38 | 14.1
nsfocus-industrial-security-gateway | NSFOCUS (NSFOCUS Technologies, Inc. / 绿盟科技) | NSFOCUS Industrial Security Gateway (NSFOCUS ISG) | 2 | 4 | 1 | 17 | 0 | 4 | 3.25 | 13.5
eagle20-30-security-gateway | Hirschmann (Belden) | EAGLE20/30 Security Gateway (EAGLE20-0400 / EAGLE30-0402 Industrial Firewalls) | 1 | 6 | 1 | 16 | 0 | 4 | 3 | 12.5
honeywell-smx-gateway | Honeywell International Inc. | Honeywell SMX (Secure Media Exchange) | 3 | 2 | 6 | 13 | 0 | 4 | 3 | 12.5
connexium-security-gateway | Schneider Electric | ConneXium Security Gateway (ConneXium Industrial Firewall family, TCSEFE: TCSEFEA23F3F22 / TCSEFEC23F3F21 / TCSEFEC23FCF21) | 1 | 5 | 3 | 15 | 0 | 3.5 | 2.62 | 10.9
r-s-sitgate | Rohde & Schwarz Cybersecurity (Rohde & Schwarz SIT GmbH) | R&S SITGate | 2 | 3 | 0 | 19 | 0 | 3.5 | 2.62 | 10.9
scalance-s615 | Siemens AG | SCALANCE S615 | 2 | 3 | 4 | 15 | 0 | 3.5 | 2.62 | 10.9
fl-mguard-industrial-gateway | Phoenix Contact GmbH & Co. KG | FL MGUARD Industrial Security Gateway (FL MGUARD Security-Router family) | 1 | 4 | 3 | 16 | 0 | 3 | 2.5 | 10.4
flexedge-intelligent-gateway | Red Lion Controls (HMS Networks) | FlexEdge Intelligent Gateway (FlexEdge Intelligent Edge Automation Platform) | 0 | 6 | 4 | 14 | 0 | 3 | 2.38 | 9.9
advantech-uno-ecu-series | Advantech Co., Ltd. | Advantech UNO / ECU Series | 0 | 6 | 2 | 16 | 0 | 3 | 2.25 | 9.4
edr-810-edr-g9000-series | Moxa Inc. | EDR-810 / EDR-G9000 Series (EDR-810, EDR-G902, EDR-G903 industrial secure routers) | 0 | 6 | 4 | 14 | 0 | 3 | 2.25 | 9.4
lanner-ics-security-gateway | Lanner Electronics Inc. | Lanner ICS Security Gateway (ICS-P570 family) | 0 | 6 | 1 | 17 | 0 | 3 | 2.25 | 9.4
wago-industrial-security-gateway | WAGO | WAGO Industrial Security Gateway | 0 | 2 | 0 | 22 | 0 | 1 | 0.75 | 3.1
allen-bradley-stratix-security-gateway | Rockwell Automation | Allen-Bradley Stratix Security Gateway | 0 | 2 | 1 | 21 | 0 | 1 | 0.62 | 2.6
abb-ability-security-gateway | ABB | ABB Ability Security Gateway | 0 | 0 | 0 | 24 | 0 | 0 | 0 | 0

## Raw Scores
Product ID | Vendor | Product Name | Architecture & Security (max 5) | Inspection & CDR Engine (max 7) | Protocol Support (max 4) | Performance & High Availability (max 4) | Management & Compliance (max 4) | Total (max 24)
metadefender-cross-domain-gateway | OPSWAT | MetaDefender Cross Domain Gateway | 5 | 6 | 3 | 3.5 | 3.5 | 21
everfox-high-assurance-cross-domain-gateway | Everfox | Everfox High Assurance Cross Domain Gateway | 3.5 | 6.5 | 2 | 3 | 3 | 18
fortigate-rugged-security-gateway | Fortinet | FortiGate Rugged Security Gateway | 2 | 3.5 | 2 | 3.5 | 3 | 14
thales-high-assurance-gateway | Thales Group | Thales High-Assurance Gateway (X-Arc Cross Domain Solutions, Thales Norway) | 4 | 3 | 1.5 | 3 | 2 | 13.5
sdot-security-gateway-sdot-industry-gateway | infodas GmbH | SDoT Security Gateway / SDoT Industry Gateway | 3.5 | 3.5 | 1.5 | 1.5 | 2.5 | 12.5
nexor-guardian-nexor-guardiode | Nexor | Nexor Guardian / Nexor GuarDiode | 3.5 | 4 | 1 | 2 | 1.5 | 12
owl-recon-owl-talon-bidirectional-gateway | Owl Cyber Defense | Owl ReCon / Owl Talon Bidirectional Gateway | 4 | 0.5 | 2.5 | 3 | 2 | 12
fox-data-diode-cross-domain-gateway | Fox-IT (NCC Group) | Fox Data Diode & Cross Domain Gateway | 4 | 0.5 | 2.5 | 3 | 1.5 | 11.5
pa-220r-pa-400r-rugged-series | Palo Alto Networks | PA-220R / PA-400R Rugged Series | 2 | 1.5 | 2.5 | 2 | 3.5 | 11.5
terafence-v-gate | Terafence | Terafence V-Gate (gateway family: Vsecure 20/50, A4Gate, TFG121, MBsecure+, OPC Air-Gap) | 4 | 0 | 3 | 3 | 1 | 11
bae-systems-cross-domain-solution | BAE Systems | BAE Systems Cross Domain Solution | 3 | 2 | 1 | 2.5 | 2 | 10.5
stormshield-network-security-sni40 | Stormshield | Stormshield Network Security (SNi40) | 1.5 | 1 | 1.5 | 3 | 3.5 | 10.5
waterfall-bidirectional-security-gateway | Waterfall Security Solutions | Waterfall Bidirectional Security Gateway | 3.5 | 0 | 2.5 | 2.5 | 2 | 10.5
toshiba-industrial-security-gateway | Toshiba Corporation | Toshiba Industrial Security Gateway (Waterfall Unidirectional Security Gateway) | 3 | 0 | 2.5 | 2.5 | 2 | 10
centum-vp-security-gateway | Yokogawa Electric | CENTUM VP Security Gateway | 3.5 | 0 | 0.5 | 2.5 | 2 | 8.5
check-point-quantum-rugged-gateway | Check Point Software Technologies Ltd. | Check Point Quantum Rugged Gateway (Quantum Rugged Series - Rugged Firewall 1575R / 1595R) | 1 | 2.5 | 1.5 | 1 | 2.5 | 8.5
sophos-red-xgs-gateway | Sophos Ltd. | Sophos RED / XGS Gateway (Sophos Firewall on XGS Series + SD-RED) | 1.5 | 1.5 | 0.5 | 2 | 3 | 8.5
diodegate-security-gateway | SVM Technology Limited (DiodeGate) | DiodeGate Security Gateway (DiodeGate-1G / DiodeGate-10G / BitShield-1G / DiodeGate-USB) | 3 | 1 | 0.5 | 2.5 | 1 | 8
sangfor-ngaf-security-gateway | Sangfor Technologies | Sangfor NGAF Security Gateway (Athena NGFW / NSF series) | 0.5 | 2 | 1 | 2 | 2.5 | 8
taclane-cross-domain-gateway | General Dynamics Mission Systems | TACDS (Tactical Cross Domain Solutions) - LP and VM; registry name 'TACLANE Cross Domain Gateway' | 2.5 | 1 | 1 | 1 | 2.5 | 8
zoneguard | Advenica AB | ZoneGuard (SecuriCDS ZoneGuard PE250) | 2.5 | 1.5 | 1.5 | 1 | 1.5 | 8
cisco-catalyst-industrial-gateway | Cisco Systems | Cisco Catalyst Industrial Gateway | 1.5 | 0.5 | 1.5 | 1.5 | 2.5 | 7.5
edgeips-industrial-security-gateway | Trend Micro | EdgeIPS Industrial Security Gateway | 0.5 | 0.5 | 2 | 2.5 | 2 | 7.5
leadsec-industrial-security-gateway | Venustech | Leadsec Industrial Security Gateway | 1.5 | 1 | 1 | 3 | 1 | 7.5
oakdoor-gateway | Oakdoor (PA Consulting) | Oakdoor Gateway | 3.5 | 0.5 | 1.5 | 0.5 | 1.5 | 7.5
fibersystem-secure-gateway | Fibersystem AB | Fibersystem Secure Gateway (Bidirectional Data Diode 1Gbit family with DDMW middleware) | 2 | 0 | 1.5 | 2 | 1.5 | 7
toprules-ics-gate | TOPSEC Technologies (Beijing Topsec Network Security Technology Co., Ltd. / 天融信) | TopRules / ICS Gate (安全隔离与信息交换系统 TopRules; 工控安全隔离与信息交换系统 TopIGap) | 2.5 | 0.5 | 2 | 1.5 | 0.5 | 7
genuscreen-security-gateway | GENUA GmbH | genuscreen Security Gateway | 2 | 0 | 0 | 2 | 2.5 | 6.5
iseg-industrial-security-gateway | Radiflow | iSEG Industrial Security Gateway | 1.5 | 0 | 1.5 | 2 | 1.5 | 6.5
endian-4i-industrial-security-gateway | Endian S.r.l. | Endian 4i Industrial Security Gateway (4i Edge V / Edge X / Edge XL / Edge Software) | 2 | 0 | 0.5 | 2 | 1.5 | 6
bsgw-secure-gateway | Lancs Networks | BSGW Secure Gateway | 2.5 | 0.5 | 0.5 | 1 | 1 | 5.5
anheng-industrial-security-gateway | DBAPPSECurity (杭州安恒信息技术股份有限公司, Hangzhou Anheng Information Technology Co., Ltd.) | Anheng Industrial Security Gateway (安恒工业防火墙 / DBAPPSECurity Industrial Firewall) | 1 | 1 | 1.5 | 1 | 0.5 | 5
anybus-industrial-security-gateway | HMS Networks (Anybus) | Anybus Industrial Security Gateway (Anybus Defender family) | 1.5 | 0 | 1 | 1 | 1.5 | 5
lantech-industrial-security-gateway | Lantech Communications | Lantech Industrial Security Gateway | 0.5 | 0 | 0.5 | 2 | 2 | 5
radiant-mercury | Lockheed Martin | Radiant Mercury | 1 | 2 | 1 | 0 | 1 | 5
trackwatch-security-gateway | Gatewatcher | Trackwatch (Trackwatch Security Gateway — NDR detection platform / Système de détection qualifié) | 1 | 1 | 1 | 1 | 1 | 5
axiomtek-ifw-series | Axiomtek Co., Ltd. | Axiomtek IFW Series (IFW320 / IFW330 industrial firewalls) | 1 | 0.5 | 1 | 1 | 1 | 4.5
guardian-security-gateway | Nozomi Networks | Nozomi Networks Guardian (OT/ICS network monitoring sensor; listed as 'Guardian Security Gateway' in the BSG provider list) | 0.5 | 0 | 1 | 0 | 3 | 4.5
eagle20-30-security-gateway | Hirschmann (Belden) | EAGLE20/30 Security Gateway (EAGLE20-0400 / EAGLE30-0402 Industrial Firewalls) | 1.5 | 0 | 0.5 | 1 | 1 | 4
honeywell-smx-gateway | Honeywell International Inc. | Honeywell SMX (Secure Media Exchange) | 1 | 0.5 | 0 | 1 | 1.5 | 4
nsfocus-industrial-security-gateway | NSFOCUS (NSFOCUS Technologies, Inc. / 绿盟科技) | NSFOCUS Industrial Security Gateway (NSFOCUS ISG) | 1 | 0.5 | 1 | 1.5 | 0 | 4
connexium-security-gateway | Schneider Electric | ConneXium Security Gateway (ConneXium Industrial Firewall family, TCSEFE: TCSEFEA23F3F22 / TCSEFEC23F3F21 / TCSEFEC23FCF21) | 1 | 0 | 0.5 | 1 | 1 | 3.5
r-s-sitgate | Rohde & Schwarz Cybersecurity (Rohde & Schwarz SIT GmbH) | R&S SITGate | 1 | 0.5 | 0.5 | 1 | 0.5 | 3.5
scalance-s615 | Siemens AG | SCALANCE S615 | 1 | 0 | 0.5 | 0 | 2 | 3.5
advantech-uno-ecu-series | Advantech Co., Ltd. | Advantech UNO / ECU Series | 0.5 | 0 | 0.5 | 1.5 | 0.5 | 3
edr-810-edr-g9000-series | Moxa Inc. | EDR-810 / EDR-G9000 Series (EDR-810, EDR-G902, EDR-G903 industrial secure routers) | 0.5 | 0 | 0.5 | 1 | 1 | 3
fl-mguard-industrial-gateway | Phoenix Contact GmbH & Co. KG | FL MGUARD Industrial Security Gateway (FL MGUARD Security-Router family) | 1 | 0 | 0 | 0.5 | 1.5 | 3
flexedge-intelligent-gateway | Red Lion Controls (HMS Networks) | FlexEdge Intelligent Gateway (FlexEdge Intelligent Edge Automation Platform) | 0.5 | 0 | 1.5 | 0.5 | 0.5 | 3
lanner-ics-security-gateway | Lanner Electronics Inc. | Lanner ICS Security Gateway (ICS-P570 family) | 0.5 | 1 | 0.5 | 0.5 | 0.5 | 3
allen-bradley-stratix-security-gateway | Rockwell Automation | Allen-Bradley Stratix Security Gateway | 1 | 0 | 0 | 0 | 0 | 1
wago-industrial-security-gateway | WAGO | WAGO Industrial Security Gateway | 0 | 0 | 0 | 0 | 1 | 1
abb-ability-security-gateway | ABB | ABB Ability Security Gateway | 0 | 0 | 0 | 0 | 0 | 0

## Weighted Scores
Product ID | Vendor | Product Name | Architecture & Security (max 5) | Inspection & CDR Engine (max 7) | Protocol Support (max 4) | Performance & High Availability (max 4) | Management & Compliance (max 4) | Total (max 24)
metadefender-cross-domain-gateway | OPSWAT | MetaDefender Cross Domain Gateway | 3.75 | 4.5 | 2.25 | 2.62 | 2.88 | 16
everfox-high-assurance-cross-domain-gateway | Everfox | Everfox High Assurance Cross Domain Gateway | 2.62 | 4.88 | 1.5 | 2.25 | 2.5 | 13.75
fortigate-rugged-security-gateway | Fortinet | FortiGate Rugged Security Gateway | 1.5 | 2.62 | 1.5 | 2.62 | 2.5 | 10.75
thales-high-assurance-gateway | Thales Group | Thales High-Assurance Gateway (X-Arc Cross Domain Solutions, Thales Norway) | 3.25 | 2.25 | 1 | 2.25 | 1.75 | 10.5
owl-recon-owl-talon-bidirectional-gateway | Owl Cyber Defense | Owl ReCon / Owl Talon Bidirectional Gateway | 3.75 | 0.38 | 1.88 | 2.25 | 1.75 | 10
fox-data-diode-cross-domain-gateway | Fox-IT (NCC Group) | Fox Data Diode & Cross Domain Gateway | 3.5 | 0.38 | 1.88 | 2.75 | 1.38 | 9.88
sdot-security-gateway-sdot-industry-gateway | infodas GmbH | SDoT Security Gateway / SDoT Industry Gateway | 2.62 | 2.62 | 1.12 | 1.12 | 2.12 | 9.62
waterfall-bidirectional-security-gateway | Waterfall Security Solutions | Waterfall Bidirectional Security Gateway | 3.38 | 0 | 1.88 | 2.12 | 1.75 | 9.12
nexor-guardian-nexor-guardiode | Nexor | Nexor Guardian / Nexor GuarDiode | 2.62 | 3 | 0.75 | 1.5 | 1.12 | 9
pa-220r-pa-400r-rugged-series | Palo Alto Networks | PA-220R / PA-400R Rugged Series | 1.5 | 1.12 | 1.88 | 1.5 | 2.88 | 8.88
terafence-v-gate | Terafence | Terafence V-Gate (gateway family: Vsecure 20/50, A4Gate, TFG121, MBsecure+, OPC Air-Gap) | 3.5 | 0 | 2.25 | 2.25 | 0.75 | 8.75
bae-systems-cross-domain-solution | BAE Systems | BAE Systems Cross Domain Solution | 2.5 | 1.5 | 0.75 | 2.12 | 1.75 | 8.62
toshiba-industrial-security-gateway | Toshiba Corporation | Toshiba Industrial Security Gateway (Waterfall Unidirectional Security Gateway) | 3 | 0 | 1.88 | 1.88 | 1.75 | 8.5
stormshield-network-security-sni40 | Stormshield | Stormshield Network Security (SNi40) | 1.12 | 0.75 | 1.12 | 2.25 | 2.88 | 8.12
centum-vp-security-gateway | Yokogawa Electric | CENTUM VP Security Gateway | 2.88 | 0 | 0.38 | 1.88 | 1.5 | 6.62
sophos-red-xgs-gateway | Sophos Ltd. | Sophos RED / XGS Gateway (Sophos Firewall on XGS Series + SD-RED) | 1.12 | 1.12 | 0.38 | 1.5 | 2.5 | 6.62
check-point-quantum-rugged-gateway | Check Point Software Technologies Ltd. | Check Point Quantum Rugged Gateway (Quantum Rugged Series - Rugged Firewall 1575R / 1595R) | 0.75 | 1.88 | 1.12 | 0.75 | 1.88 | 6.38
leadsec-industrial-security-gateway | Venustech | Leadsec Industrial Security Gateway | 1.38 | 0.75 | 1 | 2.25 | 0.75 | 6.12
diodegate-security-gateway | SVM Technology Limited (DiodeGate) | DiodeGate Security Gateway (DiodeGate-1G / DiodeGate-10G / BitShield-1G / DiodeGate-USB) | 2.25 | 0.75 | 0.38 | 1.88 | 0.75 | 6
sangfor-ngaf-security-gateway | Sangfor Technologies | Sangfor NGAF Security Gateway (Athena NGFW / NSF series) | 0.38 | 1.5 | 0.75 | 1.5 | 1.88 | 6
taclane-cross-domain-gateway | General Dynamics Mission Systems | TACDS (Tactical Cross Domain Solutions) - LP and VM; registry name 'TACLANE Cross Domain Gateway' | 1.88 | 0.75 | 0.75 | 0.75 | 1.88 | 6
zoneguard | Advenica AB | ZoneGuard (SecuriCDS ZoneGuard PE250) | 1.88 | 1.12 | 1.12 | 0.75 | 1.12 | 6
toprules-ics-gate | TOPSEC Technologies (Beijing Topsec Network Security Technology Co., Ltd. / 天融信) | TopRules / ICS Gate (安全隔离与信息交换系统 TopRules; 工控安全隔离与信息交换系统 TopIGap) | 2.38 | 0.38 | 1.5 | 1.12 | 0.38 | 5.75
cisco-catalyst-industrial-gateway | Cisco Systems | Cisco Catalyst Industrial Gateway | 1.12 | 0.38 | 1.12 | 1.12 | 1.88 | 5.62
edgeips-industrial-security-gateway | Trend Micro | EdgeIPS Industrial Security Gateway | 0.38 | 0.38 | 1.5 | 1.88 | 1.5 | 5.62
genuscreen-security-gateway | GENUA GmbH | genuscreen Security Gateway | 1.75 | 0 | 0 | 1.5 | 2.12 | 5.38
oakdoor-gateway | Oakdoor (PA Consulting) | Oakdoor Gateway | 2.38 | 0.38 | 1.12 | 0.38 | 1.12 | 5.38
fibersystem-secure-gateway | Fibersystem AB | Fibersystem Secure Gateway (Bidirectional Data Diode 1Gbit family with DDMW middleware) | 1.5 | 0 | 1.12 | 1.5 | 1.12 | 5.25
endian-4i-industrial-security-gateway | Endian S.r.l. | Endian 4i Industrial Security Gateway (4i Edge V / Edge X / Edge XL / Edge Software) | 1.5 | 0 | 0.38 | 1.5 | 1.12 | 4.5
iseg-industrial-security-gateway | Radiflow | iSEG Industrial Security Gateway | 1 | 0 | 0.88 | 1.5 | 1.12 | 4.5
bsgw-secure-gateway | Lancs Networks | BSGW Secure Gateway | 1.88 | 0.38 | 0.38 | 0.75 | 0.75 | 4.12
trackwatch-security-gateway | Gatewatcher | Trackwatch (Trackwatch Security Gateway — NDR detection platform / Système de détection qualifié) | 0.75 | 0.75 | 0.75 | 0.75 | 0.88 | 3.88
anheng-industrial-security-gateway | DBAPPSECurity (杭州安恒信息技术股份有限公司, Hangzhou Anheng Information Technology Co., Ltd.) | Anheng Industrial Security Gateway (安恒工业防火墙 / DBAPPSECurity Industrial Firewall) | 0.75 | 0.75 | 1.12 | 0.75 | 0.38 | 3.75
anybus-industrial-security-gateway | HMS Networks (Anybus) | Anybus Industrial Security Gateway (Anybus Defender family) | 1.12 | 0 | 0.75 | 0.75 | 1.12 | 3.75
lantech-industrial-security-gateway | Lantech Communications | Lantech Industrial Security Gateway | 0.38 | 0 | 0.38 | 1.5 | 1.5 | 3.75
radiant-mercury | Lockheed Martin | Radiant Mercury | 0.75 | 1.5 | 0.75 | 0 | 0.75 | 3.75
axiomtek-ifw-series | Axiomtek Co., Ltd. | Axiomtek IFW Series (IFW320 / IFW330 industrial firewalls) | 0.75 | 0.38 | 0.75 | 0.75 | 0.75 | 3.38
guardian-security-gateway | Nozomi Networks | Nozomi Networks Guardian (OT/ICS network monitoring sensor; listed as 'Guardian Security Gateway' in the BSG provider list) | 0.38 | 0 | 0.75 | 0 | 2.25 | 3.38
nsfocus-industrial-security-gateway | NSFOCUS (NSFOCUS Technologies, Inc. / 绿盟科技) | NSFOCUS Industrial Security Gateway (NSFOCUS ISG) | 0.75 | 0.38 | 1 | 1.12 | 0 | 3.25
eagle20-30-security-gateway | Hirschmann (Belden) | EAGLE20/30 Security Gateway (EAGLE20-0400 / EAGLE30-0402 Industrial Firewalls) | 1.12 | 0 | 0.38 | 0.75 | 0.75 | 3
honeywell-smx-gateway | Honeywell International Inc. | Honeywell SMX (Secure Media Exchange) | 0.75 | 0.38 | 0 | 0.75 | 1.12 | 3
connexium-security-gateway | Schneider Electric | ConneXium Security Gateway (ConneXium Industrial Firewall family, TCSEFE: TCSEFEA23F3F22 / TCSEFEC23F3F21 / TCSEFEC23FCF21) | 0.75 | 0 | 0.38 | 0.75 | 0.75 | 2.62
r-s-sitgate | Rohde & Schwarz Cybersecurity (Rohde & Schwarz SIT GmbH) | R&S SITGate | 0.75 | 0.38 | 0.38 | 0.75 | 0.38 | 2.62
scalance-s615 | Siemens AG | SCALANCE S615 | 0.75 | 0 | 0.38 | 0 | 1.5 | 2.62
fl-mguard-industrial-gateway | Phoenix Contact GmbH & Co. KG | FL MGUARD Industrial Security Gateway (FL MGUARD Security-Router family) | 1 | 0 | 0 | 0.38 | 1.12 | 2.5
flexedge-intelligent-gateway | Red Lion Controls (HMS Networks) | FlexEdge Intelligent Gateway (FlexEdge Intelligent Edge Automation Platform) | 0.38 | 0 | 1.25 | 0.38 | 0.38 | 2.38
advantech-uno-ecu-series | Advantech Co., Ltd. | Advantech UNO / ECU Series | 0.38 | 0 | 0.38 | 1.12 | 0.38 | 2.25
edr-810-edr-g9000-series | Moxa Inc. | EDR-810 / EDR-G9000 Series (EDR-810, EDR-G902, EDR-G903 industrial secure routers) | 0.38 | 0 | 0.38 | 0.75 | 0.75 | 2.25
lanner-ics-security-gateway | Lanner Electronics Inc. | Lanner ICS Security Gateway (ICS-P570 family) | 0.38 | 0.75 | 0.38 | 0.38 | 0.38 | 2.25
wago-industrial-security-gateway | WAGO | WAGO Industrial Security Gateway | 0 | 0 | 0 | 0 | 0.75 | 0.75
allen-bradley-stratix-security-gateway | Rockwell Automation | Allen-Bradley Stratix Security Gateway | 0.62 | 0 | 0 | 0 | 0 | 0.62
abb-ability-security-gateway | ABB | ABB Ability Security Gateway | 0 | 0 | 0 | 0 | 0 | 0

## metadefender-cross-domain-gatew
# Product Assessment: OPSWAT - MetaDefender Cross Domain Gateway
1. Overview
OPSWAT no longer markets a product named 'MetaDefender Cross Domain Gateway' on its current site; the CDG file-transfer line is now represented by MetaDefender Diode X (formerly Transfer Guard) and the MetaDefender NetWall family (USG, BSG, Optical Diode), all built on MetaDefender Core engines (Deep CDR, Metascan Multiscanning, Proactive DLP). Evidence was drawn from the current vendor documentation for that product family plus NIST CMVP as an independent registry.
2. Per-Item Verdicts
Category | ID | Requirement | Verdict | Conf | Value | Evidence
Architecture & Security | 1.1 | Kiến trúc Tách biệt Phiên (Protocol Break): Chấm dứt phiên TCP/IP tại phễu ranh giới, ngắt hoàn toàn IP routing. | Supported | Medium | — | The OPSWAT cross-domain gateways enforce a protocol break that terminates and re-originates transfer protocols at the boundary. "Protocol break, completely removed from TCP/IP connection" (page 6, 'MetaDefender NetWall vs. Firewalls' comparison table) [6] "Protocols transferring the data are terminated at the diode ingest point and forwarded with different protocols or with new session IDs." (page 7, 'Unidirectional Control and Protocol Breaks' section) [8] "True protocol break, non-routable connection" (page 2, 'Benefits' section) [12]
Architecture & Security | 1.2 | Cách ly Phần cứng (Hardware Isolation): Thiết kế 2 bo mạch xử lý tách biệt kết nối qua FPGA hoặc Shared Memory cách ly. | Supported | Medium | — | The gateway hardware isolates two processing nodes connected by a non-routable serial or optical link. "One-way data flows are enforced by a unidirectional optical connection between the server pair." (page 1, 'No Return Path' feature) [14] "It enforces one-way data flow using hardware-based isolation and protocol break" ('MetaDefender Unidirectional Security Gateway' intro paragraph) [4] "One-way data flows are enforced by a non-networked serial connection between the MetaDefender USG server pair." (page 1, 'No Return Path' feature) [12]
Architecture & Security | 1.3 | Chế độ Default-Deny: Tự động chặn tất cả gói tin/giao thức không nằm trong danh mục White-list. | Supported | Medium | — | Inbound connections from the untrusted network are not permitted; only configured one-way data flows pass. "It enforces protocol break, supports reliable payload delivery" ('MetaDefender Bilateral Security Gateway' intro paragraph) [1] "MetaDefender BSG will not allow a connection to be initiated from the untrusted network, ensuring that the communication channel cannot be exploited." (page 4, 'MetaDefender Bilateral Security Gateway' section) [6] "strictly enforces one-way data flows" (page 1, product summary paragraph) [2]
Architecture & Security | 1.4 | Bảo vệ chống Lỗ hổng OS: Hệ điều hành gia cố siêu cấp (Hardened OS / Microkernel / SELinux Strict Mode). | Supported | Medium | — | OPSWAT MetaDefender appliances ship with a pre-hardened operating system. "This article applies to all MetaDefender Core V5 and V4 releases deployed on hardened Linux systems." ('Check Your Version' note of the KB article) [22] "Each MetaDefender Kiosk is pre-configured for your deployment with a pre-hardened operating system, pre-installed MetaDefender Kiosk software, Ethernet, Wi-Fi, and any necessary accessories." ('Insert Media' step of the Kiosk workflow) [20]
Architecture & Security | 1.5 | Chữ ký số Nội bộ (Internal Data Stamping): Lõi kiểm soát ký số dữ liệu sạch trước khi cho phép phễu nội khởi tạo phiên mới. | Supported | Medium | — | Files are validated and digitally signed with a protected private key prior to release across the boundary. "Connectivity 2x USB for connecting provided crypto keys" (page 2, 'Other Specifications' section) [14] "Prior to release, files are validated according to policy and digitally signed using a protected private key on the data diode. The signature establishes cryptographic proof of origin and integrity." ('Trusted Zone as the Signing Domain' section) [9]
Inspection & CDR Engine | 2.1 | Giải phẫu & Tái tạo Nội dung (CDR): Bóc tách và tái tạo 100% các định dạng Office (DOCX, XLSX), PDF, Image, CAD. | Supported | Medium | — | Deep CDR disassembles and reconstructs files using only verified, safe elements across 150-200+ file types. "It's also the first CDR technology to achieve a 100% protection and accuracy score from SE Labs." (page 7, 'Removing Active Content' section) [8] "Deep CDR™ Technology Supporting 200+ File Types" ('Trusted by Defense, Intelligence, and Critical Infrastructure Worldwide' capability list) [3] "Deep CDR™ Technology sanitizes files in milliseconds, ensuring optimal security with uninterrupted workflows." (page 7, 'Removing Active Content' section) [8] "Deep CDR™ Technology to disassemble and reconstruct files using only verified, safe elements" ('Low-to-High Transfers: Preventing Malware Ingress' section) [7]
Inspection & CDR Engine | 2.2 | Loại bỏ Macro & Script Độc hại: Xóa bỏ hoàn toàn VBA Macro, Javascript, DDE Links, Embedded Objects trong file. | Supported | Medium | — | Deep CDR extracts and removes macros, scripts, embedded objects, and metadata during sanitization. "Deep content inspection of embedded objects, macros, and metadata" ('Control Gaps in High-Assurance Cross-Domain Architectures' table) [7] "Recursively sanitize 150+ file types" (page 1, 'Deep CDR Technology' feature) [14] "It disarms unknown and zero-day threats by extracting potentially harmful scripts, embedded macros, and out-of-policy content from over 180 file types." (page 7, 'Removing Active Content' section) [8]
Inspection & CDR Engine | 2.3 | Quét Mã độc Đa nhân (Multi-AV): Tích hợp tối thiểu 2+ Engine Antivirus quét song song payload thô. | Supported | Medium | — | Metascan Multiscanning runs 30+ anti-malware engines in parallel. "30+ Integrated Anti-Virus Engines for Multiscanning" ('Trusted by Defense, Intelligence, and Critical Infrastructure Worldwide' capability list) [3] "Metascan™ Multiscanning with 30+ antimalware engines to reduce reliance on a single detection source" ('Low-to-High Transfers: Preventing Malware Ingress' section) [7] "Metascan Multiscanning leverages 30+ leading anti-malware engines and proactively detects over 99% of malware by using signatures, heuristics, and machine learning." (page 6, 'Data Flow Orchestration' section) [8]
Inspection & CDR Engine | 2.4 | Phân tích Cú pháp Schema (Schema Check): Kiểm tra tính hợp lệ của cấu trúc XML, JSON, FIXM, AIXM theo W3C Schema. | Partial | Medium | — | Deep CDR can validate XML files against XSD (W3C) schemas, failing non-conforming files. "Enable "Validate against Schema": Activates XML schema validation." ('Validate XML files against an XSD schema' configuration list) [18] "Deep CDR allows organizations to enforce schema validation on XML files. If a file does not conform to the specified schema, it will fail validation." ('Validate XML files against an XSD schema' page body) [18]
Inspection & CDR Engine | 2.5 | Kiểm soát Luồng Thông tin (IFC): Lọc dữ liệu dựa trên Nhãn An ninh (Security Labels) gắn kèm tập tin. | Partial | Medium | — | Transfer policies can condition on file attributes and metadata; explicit security-label filtering is not documented. "Define transfer conditions based on file attributes, metadata, user roles, and security results to control file movement between IT, OT, cloud, and on-premises environments." ('Automates rules-based file transfer' feature bullet) [21] "Policy-driven validation that strictly defines which file types and content elements may cross" ('High-to-Low Transfers: Preventing Data Leakage' section) [7]
Inspection & CDR Engine | 2.6 | Chống Rò rỉ Dữ liệu (DLP): Nhận diện và chặn từ khóa Mật, Mã số CMND, Tài khoản, Regex tùy biến. | Supported | Medium | — | Proactive DLP detects and blocks sensitive/classified data and credentials in files. "Proactive DLP can automatically detect and prevent the leakage of secret keys, passwords, and access credentials, while allowing custom policies to meet specific compliance needs." (page 7, 'Attempts at Data Exfiltration' section) [8] "Proactive DLP™ to detect and block unauthorized classified or regulated information" ('High-to-Low Transfers: Preventing Data Leakage' section) [7] "Proactive DLP™ Remove, redact, or watermark sensitive data in files before it enters or leaves your network." (page 1, 'Proactive DLP' feature) [14]
Inspection & CDR Engine | 2.7 | Anti-Steganography Engine: Phát hiện và loại bỏ dữ liệu ẩn giấu bên trong file hình ảnh (PNG, JPEG, BMP). | Supported | Medium | — | Deep CDR removes hidden data in image files (e.g., iTXt chunks, pixel-level payloads) via reconstruction. "For a PNG carrying hidden data in its iTXt chunk, Deep CDR™ Technology reconstructs the file without any iTXt content. For payloads embedded at the pixel level, Deep CDR™ Technology regenerates the image data during reconstruction, disrupting any payload distributed across pixel values" ('How Deep CDR Technology Prevents Steganographic Payloads' section) [15] "Deep CDR™ Technology strips metadata chunks such as iTXt and regenerates pixel data during reconstruction, eliminating hidden payloads while the image continues to render normally." ('Key takeaways' list of the blog post) [15]
Protocol Support | 3.1 | Hỗ trợ Giao thức File Transfer: SFTP, FTP/S, HTTPS, SMB/NFS Proxy có làm sạch nội dung. | Supported | Medium | — | File transfer via FTP, FTPS, SFTP, SMB/CIFS and HTTPS with inline scanning/sanitization is supported. "MetaDefender Modbus, SFTP and SMTP (email) connectors transfer data over an enforced one-way non-routable protocol break." (page 11, 'National Healthcare Provider' use case) [6] "File System FTP , FTPS, SFTP" (page 2, 'Protocol & Certification' section) [2] "Enable secure, one-way transfer of software packages and artifacts across isolated environments using data diode technology." ('New in This Release - Cross Domain Transfer (Data Diodes)' section) [17]
Protocol Support | 3.2 | Hỗ trợ Giao thức OT/ICS: OPC UA, Modbus TCP, IEC 60870-5-104, DNP3, MQTT Industrial Proxy. | Supported | Medium | — | OT protocols OPC UA/DA/A&E, Modbus TCP/RTU, IEC 60870-5-104 (IEC104), DNP3 and MQTT are supported. "Secure monitoring (DNP3 and IEC-104)" (page 5, 'Transmission & Distribution' use cases) [24] "Industrial Modbus OPC (UA, DA, A&E) MQTT MQTT Sparkplug B IEC104 DNP3 AVEVA PI Historian ICCP" (page 2, 'Protocol & Certification' section (normalized: 'Industrial Modbus, OPC (UA, DA, A&E), MQTT, MQTT Sparkplug B, IEC104, DNP3, AVEVA PI Historian, ICCP')) [12] "Full support for industrial protocols including OPC DA, A&E, UA, IEC 104, and AVEVA PI, plus Modbus/TCP, file transfers, and TCP/UDP sockets" (page 3, 'MetaDefender NetWall Series Features' section) [6]
Protocol Support | 3.3 | Hỗ trợ Giao thức Database: SQL Server, Oracle, PostgreSQL Proxy với khả năng whitelist câu lệnh Query. | Partial | Medium | — | Database replication (Microsoft SQL, Oracle GoldenGate, historians) is supported via native replication rather than a query-whitelisting proxy. "Relational Database Microsoft SQL Oracle GoldenGate Other relational databases" (page 2, 'Protocol & Certification' section (normalized: 'Relational Database: Microsoft SQL, Oracle GoldenGate, Other relational databases')) [2] "employs Microsoft's standard transactional replication services" (page 21, 'SQL Server Replication' use case) [6]
Protocol Support | 3.4 | Hỗ trợ Giao thức Realtime Stream: RTSP Video Proxy, Syslog/CEF Unidirectional/Bidirectional Relay. | Partial | Medium | — | Video/audio stream and Syslog transfer are supported; RTSP and CEF are not explicitly documented. "Video/audio stream transfer" (page 2, 'Protocol & Certification' section) [2] "supports transferring syslog to one or more SIEM systems" (page 7, 'Efficiently Monitor Electrical Substation' use case) [6] "Syslog" (page 2, 'Protocol & Certification' section (IT Monitoring row)) [2]
Performance & High Availability | 4.1 | Băng thông Xử lý (Throughput): Hỗ trợ băng thông kiểm tra CDR thực tế ≥ 1Gbps (hoặc theo tải dự án). | Supported | Medium | 1000.0 Mbps | The gateway platform is offered at 100 Mbps base, field-upgradeable to 1 Gbps, with a 10 Gbps enterprise option; MetaDefender Core scan throughput is documented at 13,000+ files/min. "13,000+ Files Scanned Per Minute Throughput" ('Trusted by Defense, Intelligence, and Critical Infrastructure Worldwide' capability list) [3] "We offer a 100Mbps base platform that can be field upgraded to 1Gbps. Additionally, we offer an option for 10Gbps delivered on enterprise servers." (page 3, 'Scalable' feature bullet) [6] "pdf2pdf ¦ 700 ¦ 840.608 ¦ 0.612 ¦ 0.371" ('Throughput Test' results table (Deep CDR conversion: avg 0.612s per pdf2pdf on Windows test system)) [19]
Performance & High Availability | 4.2 | Độ trễ Xử lý (Processing Latency): Độ trễ xử lý gói tin/giao thức realtime ≤ 10ms. | Supported | Medium | 0.6 ms | Tested gateway latency is 0.6 ms TCP / 0.7 ms UDP. "Tested Latency* 0.6ms TCP, 0.7ms UDP" (page 2, 'Other Specifications' section) [14] "Tested Latency 0.6ms TCP, 0.7ms UDP" (page 2, 'Other Specifications' section) [2]
Performance & High Availability | 4.3 | Khả năng Dự phòng (HA Active-Standby): Tự động chuyển mạch khi sự cố trong thời gian ≤ 100ms không mất session. | Partial | Medium | — | High availability is active/standby with automated failover and 99.99% availability; switchover time in ms is not published. "99.99% system availability" (page 1, 'Why Does High Availability Matter?' section) [5] "High Availability utilizes active/standby components, whereby one NetWall will be in an active state at a given time while the other NetWall will be in standby, ready to take over in the event of a failure in the active NetWall." (page 2, 'Comprehensive Features' section) [5] "enable high-availability configurations (active/standby)" (page 1, 'High-Availability' feature) [2]
Performance & High Availability | 4.4 | Tự vệ khi Quá tải (Fail-Safe State): Tự động khóa ranh giới (Fail-Close) khi phần cứng bị tấn công từ chối dịch vụ DoS. | Supported | Medium | — | Fail-safe design ensures no inbound connectivity is introduced during failure; direction is hardware-enforced. "Fail-safe designs ensure no inbound connectivity is introduced during failure." (page 8, 'Frequently Asked Questions - What happens if the diode fails?') [24] "data can leave a lower-level OT zone, but cannot return, regardless of software state or compromise" ('IEC 62443 zones and conduits' discussion paragraph) [11] "Anti-Overrun Control" (page 1, 'Anti-Overrun Control' feature) [12]
Management & Compliance | 5.1 | Quản trị Phân quyền (RBAC): Tách biệt vai trò Admin Hệ thống, Admin Policy và Auditor An ninh. | Supported | Medium | — | Granular role-based access control exists on MetaDefender Core console and MFT (with AD/SSO/MFA). "Each user will have an assigned role that can be granularly defined not only based on the actions allowed on MetaDefender Core's Web Management Console, but also the provided scan services and workflows." (body of the role-based user management announcement) [16] "Supports granular role-based access control, Active Directory integration, SSO, MFA, and single or multi-stage supervisor approvals" ('Granular Control & Compliance' feature bullet) [21]
Management & Compliance | 5.2 | Tích hợp SIEM/SOAR: Đẩy Log thời gian thực dạng CEF/Syslog qua kênh mã hóa TLS tới SIEM. | Partial | Medium | — | Real-time syslog and SIEM integration are supported; CEF format and TLS-encrypted SIEM delivery are not explicitly documented. "Syslog" (page 2, 'Protocol & Certification' section (IT Monitoring row)) [2] "Delivers detailed logging of file activity, user actions, and automated jobs, supporting audit readiness, regulatory oversight, and integration with SIEM platforms." ('Centralized Audit & Reporting' feature bullet) [21] "supports transferring syslog to one or more SIEM systems" (page 7, 'Efficiently Monitor Electrical Substation' use case) [6]
Management & Compliance | 5.3 | Báo cáo Tuân thủ (Compliance Report): Có sẵn mẫu báo cáo tuân thủ NIST SP 800-82, IEC 62443, ISO 27001. | Supported | Medium | — | Compliance frameworks NERC CIP, NIST 800-82/800-53/CSF, IEC 62443, ISO 27001, ANSSI, NCDSMO RTB are addressed. "United States (NCDSMO): Raise the Bar (RTB), NSM-8, LBSA assessments." (page 3, 'The Global Market Landscape' section) [8] "Fulfillment of compliance requirements including NERC CIP; NIST CSF/800-82/800-53/ICS; IEC 62443; NRC 5.71; CFATS; ISO 27001/27032/27103; ANSSI; IIC SF; and more." (page 3, 'MetaDefender NetWall Series Features' section) [6] "Industrial Cybersecurity Compliance" (page 1, 'Industrial Cybersecurity Compliance' feature) [12]
Management & Compliance | 5.4 | Chứng nhận Quốc tế / Quốc gia: Đạt chứng nhận Common Criteria (EAL4+), FIPS 140-3 hoặc Chứng nhận Cơ yếu. | Supported | High | — | Products carry Common Criteria EAL4+, FIPS 140-3 (platform crypto module, NIST CMVP #5225), NATO NIAPC listing and IEC 62443. "Common Criteria EAL 4+" (page 2, 'Certification' row of 'Protocol & Certification' section) [12] "The OPSWAT Cryptographic Module is a general-purpose cryptographic library incorporated in Inquest and MetaDefender Managed File Transfer, Kiosk, and Core to provide FIPS 140-3 validated cryptography for the protection of sensitive information." (Certificate #5225 'Description' field) [23] "NATO (North Atlantic Treaty Organization) listed two of the company's data diode solutions – MetaDefender Diode X (Previously Transfer Guard) and MetaDefender Optical Diode™ – in the NATO Information Assurance Product Catalogue (NIAPC)." (press release body, first paragraph) [10] "IEC62443" (page 2, 'Certification' row of 'Protocol & Certification' section) [2]
|  | TOTAL SCORE | 16
3. Bibliography
[1] | OPSWAT - MetaDefender Bilateral Security Gateway (BSG) for IT & OT - product page |  |  | https://www.opswat.com/products/metadefender/bilateral-security-gateway-bsg
[2] | OPSWAT - MetaDefender Bilateral Security Gateway Datasheet (Rev. 2026-06) |  |  | https://static.opswat.com/uploads/files/opswat-metadefender-bilateral-security-gateway-datasheet.pdf
[3] | OPSWAT - Cross Domain Solutions - solutions page |  |  | https://www.opswat.com/solutions/cross-domain
[4] | OPSWAT - MetaDefender Unidirectional Security Gateway (USG) - product page |  |  | https://www.opswat.com/products/metadefender/unidirectional-security-gateway-usg
[5] | OPSWAT - MetaDefender NetWall Series High Availability Solution Brief (Rev. 2026-05) |  |  | https://static.opswat.com/uploads/files/opswat-metadefender-netwall-high-availability-solution-brief.pdf
[6] | OPSWAT - MetaDefender NetWall Series Brochure (Rev. 2026-05) |  |  | https://static.opswat.com/uploads/files/opswat-metadefender-netwall-series-brochure.pdf
[7] | OPSWAT Blog - Data Diodes in Transfer CDS: Securing High-Assurance Cross-Domain Solutions (Mar 19, 2026) |  |  | https://www.opswat.com/blog/data-diodes-in-transfer-cds-securing-high-assurance-cross-domain-solutions
[8] | OPSWAT - Buyer's Guide: Cross-Domain Solutions for Government & Defense (Rev. 2026-03) |  |  | https://static.opswat.com/uploads/files/opswat-cross-domain-solutions-for-government-defense-guide.pdf
[9] | OPSWAT Blog - Secure Cross-Domain Transfers Across Untrusted Networks Using Data Diodes, Digital Signatures, and mTLS (Jun 25, 2026) |  |  | https://www.opswat.com/blog/secure-cross-domain-transfers-across-untrusted-networks-using-data-diodes-digital-signatures-and-mtls
[10] | OPSWAT Press - Data Diode Products Listed on NIAPC for Use in Mission-Critical Environments Across NATO Member Countries (Jul 31, 2025) |  |  | https://www.opswat.com/blog/opswat-data-diode-products-listed-on-niapc-for-use-in-mission-critical-environments-across-nato-member-countries
[11] | OPSWAT Blog - Data Diodes and IEC 62443: The Keys to Staying Compliant |  |  | https://www.opswat.com/blog/data-diodes-and-iec-62443-the-keys-to-staying-compliant
[12] | OPSWAT - MetaDefender Unidirectional Security Gateway Datasheet (Rev. 2026-06) |  |  | https://static.opswat.com/uploads/files/opswat-metadefender-unidirectional-security-gateway-datasheet.pdf
[13] | OPSWAT - MetaDefender Diode X (formerly Transfer Guard) - product page |  |  | https://www.opswat.com/products/metadefender/diode-x
[14] | OPSWAT - MetaDefender Diode X Datasheet (Rev. 2026-06) |  |  | https://static.opswat.com/uploads/files/opswat-metadefender-diode-x-datasheet.pdf
[15] | OPSWAT Blog - How Deep CDR Technology Prevents Steganography-Based Threats Embedded in Image Files (Jul 22, 2026) |  |  | https://www.opswat.com/blog/how-steganography-based-threats-hidden-in-image-files-are-prevented-with-deep-cdr
[16] | OPSWAT Blog - OPSWAT Announces the Release of Role-Based User Management for MetaDefender Core (Feb 1, 2017) |  |  | https://www.opswat.com/blog/opswat-announces-release-role-based-user-management-metadefender-core
[17] | OPSWAT Blog - MetaDefender Software Supply Chain v3.3.0: Cross Domain Transfer, Expanded Integrations (May 4, 2026) |  |  | https://www.opswat.com/blog/metadefender-software-supply-chain-v3-3-0-cross-domain-transfer-expanded-integrations-and-deeper-visibility
[18] | OPSWAT MetaDefender Core v5.20.0 Docs - Validate XML files against an XSD schema (reader-rendered; original is JS-rendered at www.opswat.com/docs/mdcore/v5.20.0/deep-cdr/validate-xml-files-against-an-xsd-schema) |  |  | https://r.jina.ai/https://www.opswat.com/docs/mdcore/v5.20.0/deep-cdr/validate-xml-files-against-an-xsd-schema
[19] | OPSWAT MetaDefender Core v5.20.0 Docs - Deep CDR Performance (Throughput) (reader-rendered; original is JS-rendered at www.opswat.com/docs/mdcore/v5.20.0/deep-cdr/deep-cdr-performance--throughput-) |  |  | https://r.jina.ai/https://www.opswat.com/docs/mdcore/v5.20.0/deep-cdr/deep-cdr-performance--throughput-
[20] | OPSWAT - MetaDefender Kiosk - product page |  |  | https://www.opswat.com/products/metadefender/kiosk
[21] | OPSWAT - MetaDefender Managed File Transfer (MFT) - product page |  |  | https://www.opswat.com/products/metadefender/managed-file-transfer
[22] | OPSWAT MetaDefender Core v5.20.0 KB - Why have the ESET and Kaspersky scan engines failed to initialize on the hardened Linux OS? (reader-rendered; original is JS-rendered at www.opswat.com/docs/mdcore/v5.20.0/knowledge-base/eset-and-kaspersky-engines-failed-to-initialize-on-the-hardened-) |  |  | https://r.jina.ai/https://www.opswat.com/docs/mdcore/v5.20.0/knowledge-base/eset-and-kaspersky-engines-failed-to-initialize-on-the-hardened-
[23] | NIST CMVP - Certificate #5225: OPSWAT Cryptographic Module (FIPS 140-3, Overall Level 1, Active) |  |  | https://csrc.nist.gov/projects/cryptographic-module-validation-program/certificate/5225
[24] | OPSWAT - Data Diode Comparison Guide (Rev. 2026-06) |  |  | https://static.opswat.com/uploads/images/opswat-data-diode-comparison-guide.pdf
[25] | OPSWAT Blog (CEO Benny Czarny) - Why We Entered the Data Diode and Unidirectional Gateway Business (Feb 11, 2026) |  |  | https://www.opswat.com/blog/why-we-entered-the-data-diode-and-unidirectional-gateway-business

## everfox-high-assurance-cross-do
# Product Assessment: Everfox - Everfox High Assurance Cross Domain Gateway
1. Overview
Everfox (formerly Forcepoint Federal) is a high-assurance Cross Domain Solutions vendor; the assessed 'High Assurance Cross Domain Gateway' capability is delivered by its bidirectional CDS family (Data Guard, Trusted Gateway System, High Speed Guard) with hardware-enforced protocol/data breaks (HSV) and integrated CDR, per vendor documentation and the Common Criteria registry.
2. Per-Item Verdicts
Category | ID | Requirement | Verdict | Conf | Value | Evidence
Architecture & Security | 1.1 | Kiến trúc Tách biệt Phiên (Protocol Break): Chấm dứt phiên TCP/IP tại phễu ranh giới, ngắt hoàn toàn IP routing. | Supported | Medium | — | Everfox CDS products (Data Guard, HSV, High Speed Guard, Data Diode) enforce protocol breaks that terminate TCP/IP at the boundary without routing packets. "Full protocol break using common criteria-evaluated platform" (page 1, 'Benefits') [13] "no TCP or IP protocols pass across the verifier giving a protocol break" (page 2, 'Hardware logic protocol break') [18] "By providing a protocol break, our Data Diodes are a Protocol Filtering Device (PFD) as defined by NCDSMO's Raise The Bar." ('SIMPLE AND SECURE DATA FLOW' section) [7] "It does not forward or route packets; it inspects application-level data." (page 2, 'High Speed Guard rule engine') [16] "Protocol breaks enforced between all three networks" (page 2, 'Hardware logic protocol break' bullets) [18]
Architecture & Security | 1.2 | Cách ly Phần cứng (Hardware Isolation): Thiết kế 2 bo mạch xử lý tách biệt kết nối qua FPGA hoặc Shared Memory cách ly. | Partial | Medium | — | Everfox CDS appliances enforce separation with hardware logic (HSV FPGA verifier), two-server iX deployments and physically separate network ports. "A hardsec device that connects two networks together. Implementing a protocol break and data break entirely in hardware logic." (page 1, 'Solution') [18] "every GIA comes with three physically separate network interface ports for maximum network isolation." ('Flexible Deployment Options' section) [6] "The appliance is deployed on two servers, with the proxy and CDR functionality distributed across. This reduces the attack surface and maximizes the strength of network separation." ('Simple configuration' section) [5] "The Data Diode creates a physical boundary between source and destination networks that permits the unidirectional directional flow of data but is otherwise separated." ('SIMPLE AND SECURE DATA FLOW' section) [7]
Architecture & Security | 1.3 | Chế độ Default-Deny: Tự động chặn tất cả gói tin/giao thức không nằm trong danh mục White-list. | Supported | Medium | — | Everfox guards are default-deny: only configured/known-good data passes, and received data is never delivered across the HSV. "Dual filtering engines and robust security controls ensure that any security critical action is Redundant, Always invoked, Independent, and Non-bypassable." ('Employ R.A.I.N principles' section) [4] "The data received is never delivered, giving an assured data break." (page 2, 'Hardware logic data break') [18] "Only configured hosts can access the input directory through SCP." (page 2, 'Bulk Upload') [14] "decompose, inspect, and reconstruct files so only known-good data enters classified enclaves." ('Bring Unclassified Data into Classified Environments at Mission Speed' section) [3]
Architecture & Security | 1.4 | Bảo vệ chống Lỗ hổng OS: Hệ điều hành gia cố siêu cấp (Hardened OS / Microkernel / SELinux Strict Mode). | Supported | Medium | — | Everfox guards run hardened operating systems with SELinux (RHEL-derived for TGS/HSG, cut-down Linux for iX). "The operating system is derived from Red Hat Enterprise Linux with Security Enhanced Linux (SELinux) modules." (page 1, 'Benefits') [15] "Everfox iX Appliance is available as a physical or virtual appliance built on a hardened, cut down" (page 2, 'Hardware Logic Verification') [19] "Operates on a Red Hat® Enterprise Linux® 64-bit operating system with Security Enhanced Linux (SELinux) components providing stringent security controls" (page 3, 'Key Features') [14]
Architecture & Security | 1.5 | Chữ ký số Nội bộ (Internal Data Stamping): Lõi kiểm soát ký số dữ liệu sạch trước khi cho phép phễu nội khởi tạo phiên mới. | Unknown | Low | —
Inspection & CDR Engine | 2.1 | Giải phẫu & Tái tạo Nội dung (CDR): Bóc tách và tái tạo 100% các định dạng Office (DOCX, XLSX), PDF, Image, CAD. | Supported | Medium | — | Everfox CDR disarms and reconstructs Office, PDF and image files, discarding originals and rebuilding from verified content only. "it assumes that no part of the file can be trusted and builds a completely new file, omitting anything that isn't known good." ('How Everfox CDR Works?' section) [10] "Transforming a wide range of the most popular file formats including all Office files, images and PDFs" (page 3, 'Highly versatile') [17] "By integrating Everfox Content Disarm and Reconstruction (CDR) technology, Everfox CDS and threat protection solutions ensure that data and files are sanitized before being transferred, eliminating malware threats-even zero-day attacks." ('Integrating Threat Protection With Your CDS' section) [1] "The Zero Trust CDR filter performs content disarm and reconstruction by parsing the original file into normalized objects, inspecting and sanitizing the data, and then rebuilding a new document from the filtered content." (page 4, filter table 'Zero Trust CDR') [14] "Apply CDR to data to eliminate malware as it traverses the Data Guard." (page 4, 'Plugins') [13]
Inspection & CDR Engine | 2.2 | Loại bỏ Macro & Script Độc hại: Xóa bỏ hoàn toàn VBA Macro, Javascript, DDE Links, Embedded Objects trong file. | Supported | Medium | — | Reconstruction-based sanitization removes embedded executable content (macros/scripts) by rebuilding files from known-good content only. "creates a set of instructions (a recipe) for creating a new file with the same content, but without including any of the original data." ('How Everfox CDR Works?' step 02) [10] "Sanitizes Office and PDF documents. For each document type, the filter creates a new document utilizing the known good content from the input document." (page 4, filter table 'Microsoft Office, PDF') [14] "Rather than trying to detect malware, Everfox CDR assumes nothing can be trusted. It works by extracting the valid business information from files" (page 2, 'How Everfox CDR is different') [17]
Inspection & CDR Engine | 2.3 | Quét Mã độc Đa nhân (Multi-AV): Tích hợp tối thiểu 2+ Engine Antivirus quét song song payload thô. | Supported | Medium | — | TGS integrates two antivirus engines (McAfee and Sophos) plus multi-engine analysis with CDR. "Integrated McAfee® Anti-Malware Engine for scanning block data or files, a top rated product for effectively detecting malware in real time." (page 4, 'Virus Scanner' plugin) [13] "Scans all file formats for the presence of virus signatures matching those in a stored virus definition list provided by McAfee." (page 4, filter table 'McAfee®') [14] "Content Disarm and Reconstruction, deep content inspection, and multi-engine analysis remove concealed threats hidden in documents that goes beyond antivirus protection." ('Stop Incoming File-Based Threats' section) [3] "Scans all file formats for the presence of virus signatures matching those in a stored virus definition list provided by Sophos." (page 4, filter table 'Sophos®') [14]
Inspection & CDR Engine | 2.4 | Phân tích Cú pháp Schema (Schema Check): Kiểm tra tính hợp lệ của cấu trúc XML, JSON, FIXM, AIXM theo W3C Schema. | Supported | Medium | — | Data Guard and TGS validate XML/JSON against schemas (XSD) and digital signatures; iX constrains web traffic to pre-defined schemas. "iX only needs to be configured with protocol parameters, data format selection and application specific schemas for structured data." ('Simple configuration' section) [5] "XML schema validation using a set of stored schema definition (XSD) files on the guard." (page 4, filter table 'Xerces'/'XML2') [14] "Parse, validate (schema and digital signature), and modify standards-compliant XML or JSON data types." (page 4, 'XML/JSON' plugin) [13]
Inspection & CDR Engine | 2.5 | Kiểm soát Luồng Thông tin (IFC): Lọc dữ liệu dựa trên Nhãn An ninh (Security Labels) gắn kèm tập tin. | Partial | Medium | — | HSG validates classification/release-caveat KLV metadata in video streams; general file-level security-label filtering is not documented. "extracts, audits, and validates key length value (KLV) metadata within the stream, such as classification and release caveats." (page 2, 'Streaming Video') [15] "the domain that they are working in is clearly labelled and the domain(s) that they are authorised to transfer files to are also clearly marked." (page 4, 'Principle 9: Authentication') [21]
Inspection & CDR Engine | 2.6 | Chống Rò rỉ Dữ liệu (DLP): Nhận diện và chặn từ khóa Mật, Mã số CMND, Tài khoản, Regex tùy biến. | Supported | Medium | — | TGS provides dirty-word and regex text search with redaction; Data Guard CDR plugins can redact sensitive data. "The filter also provides the export of a textual version of the document facilitating a dirty word search and redaction." (page 4, filter table 'Microsoft Office, PDF') [14] "Text search filter used for locating dirty words within any type of file. The filter supports simple text searching as well as regular expressions." (page 4, filter table 'Dirty Word Search') [14] "CDR plug-ins also provide the ability to redact sensitive or unwanted data." (page 4, 'CDR' plugin) [13]
Inspection & CDR Engine | 2.7 | Anti-Steganography Engine: Phát hiện và loại bỏ dữ liệu ẩn giấu bên trong file hình ảnh (PNG, JPEG, BMP). | Supported | Medium | — | iX destroys steganographic payloads in images without signature detection; TGS image filters strip LSB bits; CDR rebuilds files from known-good content. "The Everfox iX Appliance destroys stegware concealed in images carried over email, embedded in Web services applications or brought in as files" (page 2, 'Destroy Stegware') [19] "Steganography prevention outbound and inbound (code smuggling)." (page 1, 'Benefits') [19] "Supports the conversion of images from one format to another and supports the stripping (reset to zero) of the least significant bit of pixel-based images." (page 4, filter table 'ImageMagick®') [14] "Everfox CDR provides an advanced alternative to traditional content disarm and reconstruction. It generates a description of the source file, then builds a completely new file, using only known good components – so no part of the original file reaches the endpoint destination." ('Steganography' body) [11] "Stop ransomware, defeat zero-day and destroy steganography exploits without relying on signatures." ('Stop advanced & zero-day threats' section) [5]
Protocol Support | 3.1 | Hỗ trợ Giao thức File Transfer: SFTP, FTP/S, HTTPS, SMB/NFS Proxy có làm sạch nội dung. | Partial | Medium | — | SFTP/SCP file transfer with inspection is supported (TGS, Data Guard, HSG); SMB/NFS proxies and FTPS are not documented. "Everfox Data Guard can sit in the middle of the traffic flow, doing HTTPS decryption and cleaning any applicable data with CDR technology." (page 3, 'Web Services' flow) [13] "Direct file transfers are supported using Secure Copy Protocol (SCP) and Secure File Transfer Protocol (SFTP) from a configured network to the appropriate destination." (page 2, 'Bulk Upload') [14] "AST supports both Secure Copy (SCP) and FTP transfers." (page 4, 'Automated Secure Transfer') [15] "The File Drop adaptor uses Secure Copy (SCP) to transfer files between the guard and external servers." (page 3, 'Secure File Drop' adaptor) [13]
Protocol Support | 3.2 | Hỗ trợ Giao thức OT/ICS: OPC UA, Modbus TCP, IEC 60870-5-104, DNP3, MQTT Industrial Proxy. | Partial | Medium | — | HSG ICS secures DNP3, IEC 61850, ICCP and MMS SCADA protocols; OPC UA/Modbus/MQTT/IEC 60870-5-104 are not documented. "its data transfer capabilities meet or exceed the low latency requirements of DNP3 and IEC 61850." (page 2, 'SCADA protocol support') [16] "SCADA-related protocols such as DNP3, IEC 61850, ICCP, and Multimedia Messaging Service (MMS)." (page 2, 'SCADA protocol support') [16] "Enabling rapid, unidirectional, automated transfer of highly complex data to segment and protect networks, devices, and other digital assets (including databases, historians, SCADA, PLCs, DCS, and more) from external cyber threats." ('BEYOND BARRIERS' section) [7]
Protocol Support | 3.3 | Hỗ trợ Giao thức Database: SQL Server, Oracle, PostgreSQL Proxy với khả năng whitelist câu lệnh Query. | Unknown | Low | —
Protocol Support | 3.4 | Hỗ trợ Giao thức Realtime Stream: RTSP Video Proxy, Syslog/CEF Unidirectional/Bidirectional Relay. | Supported | Medium | — | Data Guard inspects RTSP/RTP/MPEG-TS/HLS video with KLV checking; HSG supports audited MPEG transport-stream video; syslog relay is documented. Audit logs are exported via syslog to SIEM in real time; guard health is monitored via SNMP in Control Center. "High Speed Guard provides granular control and auditing of MPEG Transport Stream video, supporting MPEG-2, MPEG-4, and H.264 encodings along with STANAG 4609 (NATO Standardization Agreement) compliant data." (page 2, 'Streaming Video') [15] "The audit logs can be sent off-box using syslog to a SIEM which can notify administrators." (page 8, iX + HSV diagram notes) [21] "KLV checking, decoding, and encoding of various video transport protocols (e.g., MPEG-TS, RTSP/RTP, HLS) and video frames (H.264, H.265) for security inspections." (page 3, 'Video Streaming' adaptor) [13]
Performance & High Availability | 4.1 | Băng thông Xử lý (Throughput): Hỗ trợ băng thông kiểm tra CDR thực tế ≥ 1Gbps (hoặc theo tải dự án). | Supported | Medium | 9000 Mbps | High Speed Guard sustains over 9 Gb/s (9,000 Mbps) bidirectional transfer; Data Diode cites 9 Gbps unidirectional. High Speed Guard latency is as low as 1.3 ms with sub-10 ms transfer on commodity hardware. "A typical High Speed Guard deployment is able to sustain transfer rates of more than 9 gigabits per second (Gb/s) and latencies below 10 milliseconds (ms)" (page 2, 'High Speed Guard' intro) [16] "The Everfox Data Diode enables rapid speeds of 9Gbps, unidirectional, supports large file transfers up to 10GB of highly complex data" (page 2, 'Everfox Data Diode') [20] "Sustains fast transfer rates of more than 9 Gb/s on 10 Gb networks with latencies as low as 1.3ms." (page 1, 'Benefits') [15]
Performance & High Availability | 4.2 | Độ trễ Xử lý (Processing Latency): Độ trễ xử lý gói tin/giao thức realtime ≤ 10ms. | Supported | Medium | 1.3 ms | High Speed Guard latency is as low as 1.3 ms with sub-10 ms transfer on commodity hardware. High Speed Guard sustains over 9 Gb/s (9,000 Mbps) bidirectional transfer; Data Diode cites 9 Gbps unidirectional. "A typical High Speed Guard deployment is able to sustain transfer rates of more than 9 gigabits per second (Gb/s) and latencies below 10 milliseconds (ms)" (page 2, 'High Speed Guard' intro) [16] "Everfox High Speed Guard sustains fast bi-directional data transfer rates of more than 9 GB/s, with latencies as low as 1.3 ms." ('Fast transfer rates' section) [4] "Messaging latency can be as low as single-digit milliseconds or lower, supporting low-tolerance systems." (page 3, 'Adaptable Lightweight Messaging') [15]
Performance & High Availability | 4.3 | Khả năng Dự phòng (HA Active-Standby): Tự động chuyển mạch khi sự cố trong thời gian ≤ 100ms không mất session. | Partial | Medium | — | HSV and GIA document high-availability/failover features qualitatively, without a published switchover-time figure. "Each isolation appliance can be used stand-alone or as part of an enterprise-scale deployment, complete with cross-site redundancy and high-availability." ('Flexible Deployment Options' section) [6] "Dual redundant hot-swappable power supply" (page 2, 'Physical') [18] "The HSV also supports non-stop operation, with built-in high availability and failover features." (page 3, 'Non-bypassable verification') [18]
Performance & High Availability | 4.4 | Tự vệ khi Quá tải (Fail-Safe State): Tự động khóa ranh giới (Fail-Close) khi phần cứng bị tấn công từ chối dịch vụ DoS. | Partial | Medium | — | HSG halts or stops transfer mechanisms on integrity failure (fail-closed); HSV verification is non-bypassable. "Using hardware-based data extraction and verification means that the verification process is non-bypassable: it cannot be circumvented." (page 3, 'Non-bypassable verification') [18] "Integrity failures result in a full server halt or service termination (i.e., transfer mechanisms are stopped), depending on customer policy." (page 4, 'System Integrity') [15]
Management & Compliance | 5.1 | Quản trị Phân quyền (RBAC): Tách biệt vai trò Admin Hệ thống, Admin Policy và Auditor An ninh. | Supported | Medium | — | FC2, TGS and HSG enforce role separation and two-person approval (System/Security Administrator, producer/releaser). "Profiles for separate roles for administrative users." (page 1, 'Key Benefits') [22] "strict adherence to two-person integrity controls." (page 4, 'Configuration Management') [15] "Enforce two-person human review, self-release, or directory-based access for repeatable, auditable approvals." ('Policy-Driven Filtering, Inspection, and Sanitization' section) [3] "Simplify management of system and security roles with the Intuitive CLI or GUI interfaces and leverage LDAP on admin servers." ('Efficiently Manage Cross Domain Solutions' section) [8] "Once the staged changes have been approved by both the System Administrator and the Security Administrator, the changes can be pushed out to the guards" (page 1, 'Control guard configurations in a GUI') [22]
Management & Compliance | 5.2 | Tích hợp SIEM/SOAR: Đẩy Log thời gian thực dạng CEF/Syslog qua kênh mã hóa TLS tới SIEM. | Partial | Medium | — | Audit logs are exported via syslog to SIEM in real time; guard health is monitored via SNMP in Control Center. Data Guard inspects RTSP/RTP/MPEG-TS/HLS video with KLV checking; HSG supports audited MPEG transport-stream video; syslog relay is documented. "The audit logs can be sent off-box using syslog to a SIEM which can notify administrators." (page 8, iX + HSV diagram notes) [21] "Seamless health and status checks of all CDS solutions by viewing health and status of configured guard devices using SNMP." ('Customized workflows and log views' section) [8] "High Speed Guard supports local and remote log consolidation of the standard operating system syslog, binary auditing, and data transfer logging." (page 4, 'Logging and Auditing') [15] "Auditing and logging information can be routed off-box into the organization's data lake and used to inform a SIEM system." (page 2, 'Forensic Analysis') [19]
Management & Compliance | 5.3 | Báo cáo Tuân thủ (Compliance Report): Có sẵn mẫu báo cáo tuân thủ NIST SP 800-82, IEC 62443, ISO 27001. | Partial | Medium | — | TGS/HSG document compliance with NIST 800-53, RMF, ICD 503 and NERC CIP frameworks. "DoD Risk Management Framework (RMF) IT, ICD 503, and National Institute of Standards and Technology 800-53 and 8500.01/RMF security controls." (page 4, 'Assessment and Authorization (A&A)') [15] "National Institute of Standards and Technology (NIST) 800" (page 3, 'Assessment and Authorization') [14] "completely isolated from routable protocol communication, (as defined in North American Electric Reliability Corporation (NERC) Critical Infrastructure Protection (CIP-002-4)" (page 1, 'Protecting industrial control systems') [16]
Management & Compliance | 5.4 | Chứng nhận Quốc tế / Quốc gia: Đạt chứng nhận Common Criteria (EAL4+), FIPS 140-3 hoặc Chứng nhận Cơ yếu. | Supported | High | — | Everfox Data Guard v4.0.0.2 is Common Criteria EAL4+ certified; TGS and HSG are NCDSMO Baseline listed. "High Speed Guard is included on the United States National Cross Domain Strategy Management Office (NCDSMO) Baseline list as an approved transfer solution" (page 1, 'Benefits') [15] "Evaluated against Raise-The-Bar standards and is a NCDSMO baseline solution." (page 1, 'Benefits') [14] "CCRA Certificate 2026-01-23 2031-01-23 EAL4+ ALC_FLR.2 IT" (certified products list (Everfox LLC)) [23] "Common Criteria certified for EAL4+" (page 1, 'Benefits') [13] "TTC with MESA successfully passed Lab Based Security Assessment (LBSA) testing and is now listed on the US NCDSMO Baseline" (article body) [12] "Everfox Data Guard v4.0.0.2" (certified products list (Everfox LLC)) [23] "Everfox MESA Added to NCDSMO Baseline Product List for Cross-Domain Data Sharing - ExecutiveBiz" (RSS item headline (ExecutiveBiz)) [25] "EAL4+ (ALC_FLR.2) conforme a CC Parte 2 e Parte 3" (page 1, certificate body) [24]
|  | TOTAL SCORE | 13.75
3. Bibliography
[1] | Everfox Cross Domain Solutions |  |  | https://www.everfox.com/products/cross-domain-solutions/
[2] | Everfox Data Guard – Cross Domain Solution |  |  | https://www.everfox.com/products/cross-domain-solutions/data-guard/
[3] | Everfox Trusted Gateway System (TGS) |  |  | https://www.everfox.com/products/cross-domain-solutions/trusted-gateway-system/
[4] | Everfox High Speed Guard |  |  | https://www.everfox.com/products/cross-domain-solutions/high-speed-guard/
[5] | Everfox Information eXchange (iX) |  |  | https://www.everfox.com/products/cross-domain-solutions/information-exchange/
[6] | Everfox Garrison Isolation Appliance (GIA) |  |  | https://www.everfox.com/products/cross-domain-solutions/isolation-appliance/
[7] | Everfox Data Diode |  |  | https://www.everfox.com/products/cross-domain-solutions/data-diode/
[8] | Everfox Control Center (FC2) |  |  | https://www.everfox.com/products/cross-domain-solutions/control-center/
[9] | Everfox High Speed Verifier Solutions (HSV & HSV-T) |  |  | https://www.everfox.com/products/cross-domain-solutions/high-speed-verifier-solutions/
[10] | Everfox Content Disarm & Reconstruction (CDR) |  |  | https://www.everfox.com/products/content-disarm-reconstruction/
[11] | Steganography – The Old Attack Mechanism that will Never Die |  |  | https://www.everfox.com/blog/cross-domain-solutions/steganography-the-old-attack-mechanism-that-will-never-die/
[12] | Breaking Down Data Silos: Everfox MESA Achieves NCDSMO Baseline Listing |  |  | https://www.everfox.com/blog/cross-domain-solutions/breaking-down-data-silos-everfox-mesa-achieves-ncdsmo-baseline-listing/
[13] | Everfox Data Guard Datasheet v1 (02/2026) |  |  | https://www.everfox.com/wp-content/uploads/2026/03/DataGuard_Datasheet_v1_022026.pdf
[14] | Everfox Trusted Gateway System Datasheet (07/2025) |  |  | https://www.everfox.com/wp-content/uploads/2025/07/datasheet-trusted-gateway-system.pdf
[15] | Everfox High Speed Guard Datasheet v2 (07/2026) |  |  | https://www.everfox.com/wp-content/uploads/2026/07/HSG_Datasheet_v2_072026.pdf
[16] | Everfox High Speed Guard Industrial Control Systems Datasheet (03/2024) |  |  | https://www.everfox.com/wp-content/uploads/2024/03/Datasheet_High_Speed_Guard_industrial_control_systems_en-031724.pdf
[17] | Everfox Content Disarm & Reconstruction Datasheet (03/2024) |  |  | https://www.everfox.com/wp-content/uploads/2024/03/Datasheet_Content_Disarm_Reconstruction-en-031124.pdf
[18] | Everfox High Speed Verifier (HSV) Datasheet (02/2024) |  |  | https://www.everfox.com/wp-content/uploads/2024/03/Datasheet_High-_Speed_Verifier_HSV-en-021324.pdf
[19] | Everfox Information eXchange (iX) Datasheet v3 (03/2026) |  |  | https://www.everfox.com/wp-content/uploads/2026/03/iX_Datasheet_v3_032026-1.pdf
[20] | Everfox Data Diode Datasheet v4 (08/2024) |  |  | https://www.everfox.com/wp-content/uploads/2024/08/Data-Diode-Datasheet-v4.pdf
[21] | Implementing the UK NCSC Principles for Cross Domain Solutions V3 |  |  | https://www.everfox.com/wp-content/uploads/2024/05/Implementing-the-UK-National-Cyber-Security-Centre-Principles-for-Cross-Domain-Solutions-V3.pdf
[22] | Everfox Control Center (FC2) Datasheet (03/2024) |  |  | https://www.everfox.com/wp-content/uploads/2024/03/Datasheet_Everfox_Control_Center-en_031224.pdf
[23] | Common Criteria Portal – Certified Products list (Everfox) |  |  | https://www.commoncriteriaportal.org/products/index.cfm?search=1&vendor=Everfox%20LLC
[24] | Common Criteria Certificate 03/2026 – Everfox Data Guard v4.0.0.2 (OCSI, Italy) |  |  | https://www.commoncriteriaportal.org/files/epfiles/FP_cr_everfox_dataguard_v4002_v1.0_en.pdf
[25] | Google News RSS – Everfox MESA NCDSMO coverage (ExecutiveBiz) |  |  | https://news.google.com/rss/search?q=%22Everfox+MESA%22+NCDSMO&hl=en-US&gl=US&ceid=US:en
[26] | Everfox for Government – Carahsoft partner page |  |  | https://www.carahsoft.com/everfox

## fortigate-rugged-security-gatew
# Product Assessment: Fortinet - FortiGate Rugged Security Gateway
1. Overview
Fortinet FortiGate Rugged is a ruggedized industrial NGFW family (DIN-rail, wide-temperature, IEC 61850-3/IEEE 1613 certified) running FortiOS. No staged source documents a protocol-break datapath, dual-board hardware isolation, internal data stamping, W3C schema validation, or anti-steganography capability, so those items are scored not_supported/unknown per the checklist's outcome-item rule rather than exempted; its actual firewall/IPS/DLP/OT-protocol/HA capabilities are evaluated on the merits.
2. Per-Item Verdicts
Category | ID | Requirement | Verdict | Conf | Value | Evidence
Architecture & Security | 1.1 | Kiến trúc Tách biệt Phiên (Protocol Break): Chấm dứt phiên TCP/IP tại phễu ranh giới, ngắt hoàn toàn IP routing. | Unknown | Low | — | FortiGate Rugged is marketed as a ruggedized next-generation firewall for IT/OT networks, not a protocol-break cross-domain guard. "FortiGate Rugged Series next-generation firewalls (NGFW)" (page 2, overview) [1] "Acts as a conduit among zones and offers a secure pathway for communication" (Use Cases / Network Segmentation) [2]
Architecture & Security | 1.2 | Cách ly Phần cứng (Hardware Isolation): Thiết kế 2 bo mạch xử lý tách biệt kết nối qua FPGA hoặc Shared Memory cách ly. | Unknown | Low | — | FortiGate Rugged is marketed as a ruggedized next-generation firewall for IT/OT networks, not a protocol-break cross-domain guard. "FortiGate Rugged Series next-generation firewalls (NGFW)" (page 2, overview) [1] "Fortinet ruggedized products, including FortiGate Rugged NGFWs, are purpose-built appliances" (Overview) [2]
Architecture & Security | 1.3 | Chế độ Default-Deny: Tự động chặn tất cả gói tin/giao thức không nằm trong danh mục White-list. | Supported | Medium | — | FortiOS firewall policies deny any traffic whose parameters do not match a configured policy (implicit default-deny). "If the parameters do not match any configured policies, the traffic is denied." (Firewall policy - how policies are evaluated) [8]
Architecture & Security | 1.4 | Bảo vệ chống Lỗ hổng OS: Hệ điều hành gia cố siêu cấp (Hardened OS / Microkernel / SELinux Strict Mode). | Supported | Medium | — | FortiOS is a purpose-built security OS with dually-signed firmware and real-time file system integrity checking. "Each FortiOS GA firmware image, AV engine file, and IPS engine file are dually-signed by the Fortinet CA and a third-party CA." (BIOS-level signature and file integrity checking - stages table) [20] "Real-time file system integrity checking has two main purposes: Prevent unauthorized modification of important binaries. Detect unauthorized binaries and prevent them from running." (Real-time file system integrity checking - overview) [21]
Architecture & Security | 1.5 | Chữ ký số Nội bộ (Internal Data Stamping): Lõi kiểm soát ký số dữ liệu sạch trước khi cho phép phễu nội khởi tạo phiên mới. | Unknown | Low | — | FortiGate Rugged is marketed as a ruggedized next-generation firewall for IT/OT networks, not a protocol-break cross-domain guard. "FortiGate Rugged Series next-generation firewalls (NGFW)" (page 2, overview) [1] "Fortinet ruggedized products, including FortiGate Rugged NGFWs, are purpose-built appliances" (Overview) [2]
Inspection & CDR Engine | 2.1 | Giải phẫu & Tái tạo Nội dung (CDR): Bóc tách và tái tạo 100% các định dạng Office (DOCX, XLSX), PDF, Image, CAD. | Partial | Medium | — | The FortiGate line supports content disarm and reconstruction that strips active content from Office and PDF files (FortiOS and FortiGuard CDR). "Content Disarm and Reconstruct1" (page 26, FortiGuard bundles table (Anti-Malware Protection line)) [1] "By default, stripping of all active Microsoft Office and PDF content types are enabled." (Content disarm and reconstruction - CLI detection parameters) [19] "Content Disarm & Reconstruction (CDR) strips all active content from files in real-time, creating a flat sanitized file." (FortiGuard CDR - overview) [18]
Inspection & CDR Engine | 2.2 | Loại bỏ Macro & Script Độc hại: Xóa bỏ hoàn toàn VBA Macro, Javascript, DDE Links, Embedded Objects trong file. | Supported | Medium | — | "By default, stripping of all active Microsoft Office and PDF content types are enabled. In this example, stripping macros in Microsoft Office documents will be disabled." (Content disarm and reconstruction - CLI detection parameters) [19] "Under APT Protection Options, enable Content Disarm and Reconstruction." (Content disarm and reconstruction - configuration steps) [19]
Inspection & CDR Engine | 2.3 | Quét Mã độc Đa nhân (Multi-AV): Tích hợp tối thiểu 2+ Engine Antivirus quét song song payload thô. | Partial | Medium | — | "This functionality requires a subscription to FortiGuard Antivirus." (Antivirus introduction) [10] "AI-based Heurestic AV, FortiGate Cloud Sandbox" (page 26, FortiGuard bundles table (Anti-Malware Protection line)) [1]
Inspection & CDR Engine | 2.4 | Phân tích Cú pháp Schema (Schema Check): Kiểm tra tính hợp lệ của cấu trúc XML, JSON, FIXM, AIXM theo W3C Schema. | Unknown | Low | — | FortiGate Rugged is marketed as a ruggedized next-generation firewall for IT/OT networks, not a protocol-break cross-domain guard. "FortiGate Rugged Series next-generation firewalls (NGFW)" (page 2, overview) [1] "Fortinet ruggedized products, including FortiGate Rugged NGFWs, are purpose-built appliances" (Overview) [2]
Inspection & CDR Engine | 2.5 | Kiểm soát Luồng Thông tin (IFC): Lọc dữ liệu dựa trên Nhãn An ninh (Security Labels) gắn kèm tập tin. | Partial | Medium | — | "MIP label: Use MIP label dictionaries to match content." (Basic DLP settings - DLP profile configuration) [6]
Inspection & CDR Engine | 2.6 | Chống Rò rỉ Dữ liệu (DLP): Nhận diện và chặn từ khóa Mật, Mã số CMND, Tài khoản, Regex tùy biến. | Supported | Medium | — | FortiOS DLP supports credit-card, SSN, keyword and regex data types plus FortiGuard's 500+ pattern database to block sensitive data exfiltration. "Data Leak Prevention (DLP) which ensures data visibility, management, and protection (including blocking exfiltration)" (page 8, FortiGuard Services - SaaS and Data Security) [1] "A customizable database of more than 500 predefined data patterns and policies simplifies and expedites DLP deployment and integration into existing environments." (Enterprise DLP Service Overview) [17] "set type {credit-card ¦ hex ¦ keyword ¦ mip-label ¦ regex ¦ ssn-us}" (Basic DLP settings - DLP dictionary CLI) [6]
Inspection & CDR Engine | 2.7 | Anti-Steganography Engine: Phát hiện và loại bỏ dữ liệu ẩn giấu bên trong file hình ảnh (PNG, JPEG, BMP). | Unknown | Low | — | FortiGate Rugged is marketed as a ruggedized next-generation firewall for IT/OT networks, not a protocol-break cross-domain guard. "FortiGate Rugged Series next-generation firewalls (NGFW)" (page 2, overview) [1] "Fortinet ruggedized products, including FortiGate Rugged NGFWs, are purpose-built appliances" (Overview) [2]
Protocol Support | 3.1 | Hỗ trợ Giao thức File Transfer: SFTP, FTP/S, HTTPS, SMB/NFS Proxy có làm sạch nội dung. | Partial | Medium | — | The documented FortiOS protocol proxy set (HTTP, SMTP, POP3, IMAP, FTP, NNTP, MAPI, DNS, CIFS) includes no SQL Server/Oracle/PostgreSQL proxy. "the mapping and inspection of the following protocols can be enabled or disabled: HTTP, SMTP, POP3, IMAP, FTP, NNTP, MAPI, DNS, CIFS" (Protocol options - protocol port mapping) [11] "FTP proxies can be configured on the FortiGate so that FTP traffic can be proxied." (FTP proxy - overview) [12] "SSL Inspection Throughput (IPS, avg. HTTPS) 3 1.4 Gbps 1.4 Gbps 1.4 Gbps" (page 13, system performance (FGR-70G)) [1]
Protocol Support | 3.2 | Hỗ trợ Giao thức OT/ICS: OPC UA, Modbus TCP, IEC 60870-5-104, DNP3, MQTT Industrial Proxy. | Supported | Medium | — | FortiGate Rugged inspects 80+ OT applications/protocols and converts IEC 60870-5-101 to IEC 104 and Modbus serial to Modbus TCP via Industrial Connectivity. "The DNP3 application signature dissector supports detecting DNP3 traffic that is encapsulated by the RealPort protocol (Net.CX)." (Application signature dissector for DNP3 - overview) [14] "Receive data in Modbus serial (RTU/ASCII) protocol and convert it to Modbus TCP." (Industrial Connectivity - overview) [13] "The FortiGuard Operational Technology Security Service provides specialized intrusion prevention system (IPS) signatures to detect and block malicious traffic targeting applications and devices in manufacturing, plant, safety, and other operational technology (OT) environments." (FortiGuard OT Security Service - Overview) [15] "deep packet inspection (DPI) for 80+ OT applications and protocols" (page 5, Industrial Security use case) [1] "Receive data in IEC 60870-5-101 serial protocol and convert it to IEC 60870-5-104 TCP/IP." (Industrial Connectivity - overview) [13]
Protocol Support | 3.3 | Hỗ trợ Giao thức Database: SQL Server, Oracle, PostgreSQL Proxy với khả năng whitelist câu lệnh Query. | Not Supported | Medium | — | The documented FortiOS protocol proxy set (HTTP, SMTP, POP3, IMAP, FTP, NNTP, MAPI, DNS, CIFS) includes no SQL Server/Oracle/PostgreSQL proxy. "the mapping and inspection of the following protocols can be enabled or disabled: HTTP, SMTP, POP3, IMAP, FTP, NNTP, MAPI, DNS, CIFS" (Protocol options - protocol port mapping) [11]
Protocol Support | 3.4 | Hỗ trợ Giao thức Realtime Stream: RTSP Video Proxy, Syslog/CEF Unidirectional/Bidirectional Relay. | Partial | Medium | — | FortiGate sends logs in CSV or CEF format to up to four syslog servers or FortiSIEM devices. "Remote logging can also be configured to FortiCloud, FortiSIEM, and syslog servers. Up to four syslog servers or FortiSIEM devices can be configured using the config log syslogd command and can send logs to syslog in CSV and CEF formats." (Remote logging) [9]
Performance & High Availability | 4.1 | Băng thông Xử lý (Throughput): Hỗ trợ băng thông kiểm tra CDR thực tế ≥ 1Gbps (hoặc theo tải dự án). | Supported | Medium | 1500 Mbps | The FGR-70G NGFW throughput is 1.5 Gbps per the vendor datasheet, above the 1 Gbps checklist threshold. "FortiGate Rugged 70G" (Models and Specifications - Firewalls table) [2] "NGFW Throughput 2, 4 1.5 Gbps 1.5 Gbps 1.5 Gbps" (page 13, system performance - enterprise traffic mix (FGR-70G)) [1]
Performance & High Availability | 4.2 | Độ trễ Xử lý (Processing Latency): Độ trễ xử lý gói tin/giao thức realtime ≤ 10ms. | Supported | Medium | 0.00582 ms | The FGR-70G firewall latency is 5.82 microseconds (0.00582 ms) for 64-byte UDP packets per the vendor datasheet. "Firewall Latency (64 byte, UDP) 5.82 μs" (page 13, system performance (FGR-70G)) [1]
Performance & High Availability | 4.3 | Khả năng Dự phòng (HA Active-Standby): Tự động chuyển mạch khi sự cố trong thời gian ≤ 100ms không mất session. | Partial | Medium | — | FGCP active-passive HA with session pickup keeps existing TCP sessions across failover, but no explicit sub-100 ms switchover time is documented. "Session failover protection for most IPv4 and IPv6 sessions also contributes to enhanced reliability." (High Availability - FGCP) [3] "These solutions support fast failover to avoid lengthy network outages and disruptions to your traffic." (High Availability - redundancy overview) [3] "When session-pickup is enabled in the HA settings, existing TCP session are kept, and users on the network are not impacted by downtime as the traffic can be passed without reestablishing the sessions." (Failover protection) [25]
Performance & High Availability | 4.4 | Tự vệ khi Quá tải (Fail-Safe State): Tự động khóa ranh giới (Fail-Close) khi phần cứng bị tấn công từ chối dịch vụ DoS. | Supported | Medium | — | FortiOS DoS policies detect anomalies such as SYN floods and block the anomalous traffic before security policies are evaluated. "DoS policies are checked before security policies" (DoS policy - overview) [5] "A Denial of Service (DoS) policy examines network traffic arriving at a FortiGate interface for anomalous patterns, which usually indicates an attack." (DoS policy - overview) [5] "Block: Block the anomalous traffic." (DoS policy - anomaly action options) [5]
Management & Compliance | 5.1 | Quản trị Phân quyền (RBAC): Tách biệt vai trò Admin Hệ thống, Admin Policy và Auditor An ninh. | Supported | Medium | — | FortiOS administrator profiles separate system admin (super_admin), policy and log/audit permissions with granular per-area grants. "Administrator profiles define what the administrator can do when logged into the FortiGate." (Administrator profiles - overview) [7] "This profile has access to all components of FortiOS, including the ability to add and remove other system administrators." (Administrator profiles - super_admin profile) [7]
Management & Compliance | 5.2 | Tích hợp SIEM/SOAR: Đẩy Log thời gian thực dạng CEF/Syslog qua kênh mã hóa TLS tới SIEM. | Partial | Medium | — | FortiGate sends logs in CSV or CEF format to up to four syslog servers or FortiSIEM devices. "Remote logging can also be configured to FortiCloud, FortiSIEM, and syslog servers. Up to four syslog servers or FortiSIEM devices can be configured using the config log syslogd command and can send logs to syslog in CSV and CEF formats." (Remote logging) [9]
Management & Compliance | 5.3 | Báo cáo Tuân thủ (Compliance Report): Có sẵn mẫu báo cáo tuân thủ NIST SP 800-82, IEC 62443, ISO 27001. | Partial | Medium | — | "Template - NERC CIP Compliance Security Rating Report (OT)" (List of report templates) [24] "Template - ISO 27001:2022 Compliance Security Rating Report" (List of report templates) [24]
Management & Compliance | 5.4 | Chứng nhận Quốc tế / Quốc gia: Đạt chứng nhận Common Criteria (EAL4+), FIPS 140-3 hoặc Chứng nhận Cơ yếu. | Supported | High | — | FortiOS holds Common Criteria EAL4+ certifications and the FortiGate Rugged 60F is FIPS 140-2 Level 2 validated. "Electric Power Industry IEC 61850-3 and IEEE 1613 Certified" (page 14, industry compliance and certifications (FGR-70G)) [1] "FortiGate-40F (C1AJ53) [1] [2], FortiGateRugged-60F (C1AJ89) [1] [2], FortiGate-60F (C1AJ22) [1] [2]" (Hardware Versions) [22] "The FortiGate Next-Generation Firewalls with FortiOS 6.4/7.0 are multiple chip, standalone cryptographic modules consisting of production grade components contained in a physically protected enclosure in accordance with FIPS 140-2 Level 2 requirements." (Module description) [22] "Fortinet, Inc. FortiOS 7.0.7 ... EAL4+" (Certified products list (Netherlands scheme entry)) [23] "Fortinet FortiOS® 7.2, version 7.2.8 ... EAL4+" (Certified products list (Netherlands scheme entry)) [23] "Fortinet Achieves IEC 62443-4-1 ML2 Certification for Secure Product Development" (What's New) [16]
|  | TOTAL SCORE | 10.75
3. Bibliography
[1] | FortiGate Rugged Series Data Sheet |  |  | https://www.fortinet.com/content/dam/fortinet/assets/data-sheets/FortiGate_Rugged_Series.pdf
[2] | Fortinet Ruggedized Products (product page) |  |  | https://www.fortinet.com/products/rugged
[3] | High Availability (FortiOS 7.4.5 Administration Guide) |  |  | https://docs.fortinet.com/document/fortigate/7.4.5/administration-guide/666376/high-availability
[4] | Session pickup (FortiOS 7.4.5 Administration Guide) |  |  | https://docs.fortinet.com/document/fortigate/7.4.5/administration-guide/955521/session-pickup
[5] | DoS policy (FortiOS 7.4.5 Administration Guide) |  |  | https://docs.fortinet.com/document/fortigate/7.4.5/administration-guide/771644/dos-policy
[6] | Basic DLP settings (FortiOS 7.4.5 Administration Guide) |  |  | https://docs.fortinet.com/document/fortigate/7.4.5/administration-guide/919417/basic-dlp-settings
[7] | Administrator profiles (FortiOS 7.4.5 Administration Guide) |  |  | https://docs.fortinet.com/document/fortigate/7.4.5/administration-guide/294491/administrator-profiles
[8] | Firewall policy (FortiOS 7.4.5 Administration Guide) |  |  | https://docs.fortinet.com/document/fortigate/7.4.5/administration-guide/656084/firewall-policy
[9] | Log settings and targets (FortiOS 7.4.5 Administration Guide) |  |  | https://docs.fortinet.com/document/fortigate/7.4.5/administration-guide/250999/log-settings-and-targets
[10] | Antivirus introduction (FortiOS 7.4.5 Administration Guide) |  |  | https://docs.fortinet.com/document/fortigate/7.4.5/administration-guide/723287/antivirus-introduction
[11] | Protocol options (FortiOS 7.4.5 Administration Guide) |  |  | https://docs.fortinet.com/document/fortigate/7.4.5/administration-guide/5347/protocol-options
[12] | FTP proxy (FortiOS 7.4.5 Administration Guide) |  |  | https://docs.fortinet.com/document/fortigate/7.4.5/administration-guide/556943/ftp-proxy
[13] | Industrial Connectivity (FortiOS 7.4.5 Administration Guide) |  |  | https://docs.fortinet.com/document/fortigate/7.4.5/administration-guide/426842/industrial-connectivity
[14] | Application signature dissector for DNP3 (FortiOS 7.4.5 Administration Guide) |  |  | https://docs.fortinet.com/document/fortigate/7.4.5/administration-guide/896335/application-signature-dissector-for-dnp3
[15] | FortiGuard Operational Technology Security Service (product page) |  |  | https://www.fortinet.com/support/support-services/fortiguard-security-subscriptions/industrial-security
[16] | Fortinet OT Security Solutions (product page) |  |  | https://www.fortinet.com/solutions/ot-security
[17] | FortiGuard Data Loss Prevention Service (product page) |  |  | https://www.fortinet.com/support/support-services/fortiguard-security-subscriptions/data-loss-prevention
[18] | FortiGuard Content Disarm & Reconstruction Service (product page) |  |  | https://www.fortinet.com/support/support-services/fortiguard-security-subscriptions/content-disarm-reconstruction
[19] | Content disarm and reconstruction (FortiOS 7.4.5 Administration Guide) |  |  | https://docs.fortinet.com/document/fortigate/7.4.5/administration-guide/788313/content-disarm-and-reconstruction
[20] | BIOS-level signature and file integrity checking (FortiOS 7.4.5 Administration Guide) |  |  | https://docs.fortinet.com/document/fortigate/7.4.5/administration-guide/249947/bios-level-signature-and-file-integrity-checking
[21] | Real-time file system integrity checking (FortiOS 7.4.5 Administration Guide) |  |  | https://docs.fortinet.com/document/fortigate/7.4.5/administration-guide/226732/real-time-file-system-integrity-checking
[22] | NIST CMVP Certificate #4497 - FortiGate Next-Generation Firewalls with FortiOS 6.4/7.0 |  |  | https://csrc.nist.gov/projects/cryptographic-module-validation-program/certificate/4497
[23] | Common Criteria Portal - Certified Products search for FortiOS |  |  | https://www.commoncriteriaportal.org/products/index.cfm?search=FortiOS
[24] | List of report templates (FortiAnalyzer 7.4.5 Administration Guide) |  |  | https://docs.fortinet.com/document/fortianalyzer/7.4.5/administration-guide/2854/list-of-report-templates
[25] | Failover protection (FortiOS 7.4.5 Administration Guide) |  |  | https://docs.fortinet.com/document/fortigate/7.4.5/administration-guide/489324/failover-protection

## thales-high-assurance-gateway
# Product Assessment: Thales Group - Thales High-Assurance Gateway (X-Arc Cross Domain Solutions, Thales Norway)
1. Overview
No public Thales product page or registry entry uses the literal name "Thales High-Assurance Gateway"; the vendor's real, publicly documented bidirectional Cross Domain Solution family is X-Arc by Thales Norway AS (Trusted Security Filters TSF 201/TSF 401, X-Arc Guard/TNOR Guard, X-Arc Gateway, X-Arc Labeler, X-Mon), so this assessment maps the provider-list entry to that family. Evidence is vendor documentation (product pages, datasheets, brochure) plus SERTIT Common Criteria certification pages and certification reports (independent).
2. Per-Item Verdicts
Category | ID | Requirement | Verdict | Conf | Value | Evidence
Architecture & Security | 1.1 | Kiến trúc Tách biệt Phiên (Protocol Break): Chấm dứt phiên TCP/IP tại phễu ranh giới, ngắt hoàn toàn IP routing. | Supported | Medium | — | X-Arc is a cross-domain architecture with separate Red/Black channels and a proxy Guard that breaks sessions between security domains. "The Guard acts as a proxy" (page 4 of 18, '2 TOE overview') [11] "converts the information to a protocol independent format" (page 5 of 18, '2 TOE overview') [11] "The TOE has two separate and independent channels and is capable of filtering in both directions on the main channel" (page 6 of 26, '1 Executive Summary') [6] "packets received on Red1 can only be forwarded to Black1, not to Red2 or Black2" (Security Target Lite, TOE description / interfaces) [7]
Architecture & Security | 1.2 | Cách ly Phần cứng (Hardware Isolation): Thiết kế 2 bo mạch xử lý tách biệt kết nối qua FPGA hoặc Shared Memory cách ly. | Partial | Medium | — | X-Arc hardware separation is documented (three hardware instances for the Guard; FPGA filter enforcer in TSF 401) but the exact interconnect topology is not. "software distributed on three separate hardware instances" (page 9 of 18, '5 Architectural Information') [11] "The filter enforcer, both offset-based and parser, is implemented in FPGA" (page 10 of 26, '2 TOE overview and Security Policy') [6] "HW enforced filtering mechanisms" (page 9 of 26, '2 TOE overview and Security Policy') [6]
Architecture & Security | 1.3 | Chế độ Default-Deny: Tự động chặn tất cả gói tin/giao thức không nằm trong danh mục White-list. | Supported | High | — | X-Arc devices default to blocking all traffic; only policy-compliant data is transferred. "meaning that all traffic through the filter is blocked in both directions" (page 9 of 26, '2 TOE overview and Security Policy') [6] "Only IP/UDP/TCP datagrams compliant with the specified rules are transferred" (page 2, 'TSF 201 - main purpose') [3] "No information is allowed to pass from one of the domains to the other unless the Security Policy of the TOE explicitly allows to pass" (page 4 of 18, '2 TOE overview') [11]
Architecture & Security | 1.4 | Bảo vệ chống Lỗ hổng OS: Hệ điều hành gia cố siêu cấp (Hardened OS / Microkernel / SELinux Strict Mode). | Supported | Medium | — | The TNOR Guard runs on a PikeOS separation-kernel hypervisor and TSF 401 implements secure boot/self-tests. "The Guard runs on top of a separation kernel hypervisor that is used to separate different parts of the TOE using partitions" (page 9 of 18, '5 Architectural Information') [11] "Secure boot, including self-tests of security critical functions" (page 9 of 26, '2 TOE overview and Security Policy') [6]
Architecture & Security | 1.5 | Chữ ký số Nội bộ (Internal Data Stamping): Lõi kiểm soát ký số dữ liệu sạch trước khi cho phép phễu nội khởi tạo phiên mới. | Partial | Medium | — | The TNOR Guard signs released information objects via HSM and validates digital signatures; label-based stamping via X-Arc Labeler is documented. "it uses hardware security modules when signing released informatio n objects" (page 4 of 18, '2 TOE overview') [11] "Digital Signature validation" (page 6 of 18, '3 Security Policy') [11] "X-Arc Labeler provides security labelling for use in combination with X-Arc Guard" (page 3, 'X-Arc product suite') [4]
Inspection & CDR Engine | 2.1 | Giải phẫu & Tái tạo Nội dung (CDR): Bóc tách và tái tạo 100% các định dạng Office (DOCX, XLSX), PDF, Image, CAD. | Partial | Medium | — | The X-Arc Guard performs content checking and two-way transfer of complex data, but format-level CDR is not documented. "Content Checking" (page 6 of 18, '3 Security Policy') [11] "X-Arc Guard: Enables two-way transfer of complex data (e.g. documents, XML, e-mail, chat), between security domains, enforces the sharing policy between the domains" (X-Arc product suite section) [1] "Different applications are supported, including Military Message Handling (MMHS), mail (SMTP), chat (XMPP), voice, Web services, and file transfer" (page 3, 'X-Arc product suite') [4]
Inspection & CDR Engine | 2.2 | Loại bỏ Macro & Script Độc hại: Xóa bỏ hoàn toàn VBA Macro, Javascript, DDE Links, Embedded Objects trong file. | Unknown | Low | — | No evidence of macro/script removal.
Inspection & CDR Engine | 2.3 | Quét Mã độc Đa nhân (Multi-AV): Tích hợp tối thiểu 2+ Engine Antivirus quét song song payload thô. | Partial | Low | — | External content checker services are referenced; no antivirus engine count documented. "content checker services" (page 4 of 18, '2 TOE overview') [11]
Inspection & CDR Engine | 2.4 | Phân tích Cú pháp Schema (Schema Check): Kiểm tra tính hợp lệ của cấu trúc XML, JSON, FIXM, AIXM theo W3C Schema. | Partial | Medium | — | TSF 401 inspects structured data (XML, JSON, MQTT, Protobuf) and message content; W3C schema conformance not claimed. "supports inspection of structured data and protocols such as XML, JSON, MQTT and Protobuf" (page 2, 'Security Characteristics') [2] "inspection of protocol parameters and message content" (page 10 of 26, '2 TOE overview and Security Policy') [6]
Inspection & CDR Engine | 2.5 | Kiểm soát Luồng Thông tin (IFC): Lọc dữ liệu dựa trên Nhãn An ninh (Security Labels) gắn kèm tập tin. | Supported | High | — | X-Arc enforces policy on security markings (STANAG 4774/4778 labels) with MAC/ABAC on the Guard. "X-Arc Guard enforces the sharing policy between the domains based on the security marking of the transferred data objects" (page 3, 'X-Arc product suite') [4] "X-Arc Labeler provides security labelling for use in combination with X-Arc Guard" (page 3, 'X-Arc product suite') [4] "Mandatory Access Control (MAC)" (page 6 of 18, '3 Security Policy') [11]
Inspection & CDR Engine | 2.6 | Chống Rò rỉ Dữ liệu (DLP): Nhận diện và chặn từ khóa Mật, Mã số CMND, Tài khoản, Regex tùy biến. | Partial | Low | — | Message-content inspection and content checking exist; keyword/pattern DLP not documented. "inspection of protocol parameters and message content" (page 10 of 26, '2 TOE overview and Security Policy') [6] "Content Checking" (page 6 of 18, '3 Security Policy') [11]
Inspection & CDR Engine | 2.7 | Anti-Steganography Engine: Phát hiện và loại bỏ dữ liệu ẩn giấu bên trong file hình ảnh (PNG, JPEG, BMP). | Unknown | Low | — | No evidence of anti-steganography capability.
Protocol Support | 3.1 | Hỗ trợ Giao thức File Transfer: SFTP, FTP/S, HTTPS, SMB/NFS Proxy có làm sạch nội dung. | Partial | Medium | — | X-Arc Gateway transfers updates/alarms/documents and the Guard supports file transfer; specific file-transfer protocol proxies not enumerated. "X-Arc Gateway: Combines different X-Arc products with other security systems providing a complete solution for classified and sensitive IT systems with need for transferring software updates, alarms and documents to and from an unclassified system" (X-Arc product suite section) [1] "X-Arc Gateway is a complete solution for transferring software/antivirus updates, alarms and documents/files between security domains" (page 3, 'X-Arc product suite') [4] "Different applications are supported, including Military Message Handling (MMHS), mail (SMTP), chat (XMPP), voice, Web services, and file transfer" (page 3, 'X-Arc product suite') [4]
Protocol Support | 3.2 | Hỗ trợ Giao thức OT/ICS: OPC UA, Modbus TCP, IEC 60870-5-104, DNP3, MQTT Industrial Proxy. | Partial | Medium | — | TSF 401 documents MQTT inspection among OT-relevant structured protocols. "supports inspection of structured data and protocols such as XML, JSON, MQTT and Protobuf" (page 2, 'Security Characteristics') [2]
Protocol Support | 3.3 | Hỗ trợ Giao thức Database: SQL Server, Oracle, PostgreSQL Proxy với khả năng whitelist câu lệnh Query. | Unknown | Low | — | No evidence of database proxy support.
Protocol Support | 3.4 | Hỗ trợ Giao thức Realtime Stream: RTSP Video Proxy, Syslog/CEF Unidirectional/Bidirectional Relay. | Partial | Low | — | TSF 401 filters unicast/multicast IP streams and supports syslog/HTTP monitoring; RTSP proxy not documented. "over IP/TCP/UDP (unicast and multicast)" (page 1, 'Key features') [2] "Remote monitoring (Syslog and HTTP)" (page 2, 'Performance') [2]
Performance & High Availability | 4.1 | Băng thông Xử lý (Throughput): Hỗ trợ băng thông kiểm tra CDR thực tế ≥ 1Gbps (hoặc theo tải dự án). | Supported | Medium | 10000 Mbps | TSF 401 throughput up to 10 Gb/s per filter channel, 20 Gb/s aggregate (10,000 Mbps). "Up to 10 Gb/s (full-duplex)" (page 2, 'Performance') [2] "the TSF 401 has the capacity to transmit up to 20 Gbit/s by using the two simultaneous channels of 10 Gbit/s each" (Security Target Lite, TOE description) [7] "Configurable interface redundancy or additional incoming diode for aggregate throughput up to 20 Gb/s" (page 1, 'Key features') [2]
Performance & High Availability | 4.2 | Độ trễ Xử lý (Processing Latency): Độ trễ xử lý gói tin/giao thức realtime ≤ 10ms. | Supported | Medium | 0.05 ms | TSF 401 filter latency ~50 µs (0.05 ms). "Latency time: ~50 μs" (page 2, 'Performance') [2] "X-Arc Trusted Security Filter: TSF 201/TSF 401 provides low latency interconnection of networks at different security levels" (X-Arc product suite section) [1]
Performance & High Availability | 4.3 | Khả năng Dự phòng (HA Active-Standby): Tự động chuyển mạch khi sự cố trong thời gian ≤ 100ms không mất session. | Partial | Medium | — | Active interface failover is documented but no switchover time published. "active failover if link on the main interface fails" (page 8 of 26, '2 TOE overview and Security Policy') [6] "Optional dual power supply" (page 2, 'Performance') [2]
Performance & High Availability | 4.4 | Tự vệ khi Quá tải (Fail-Safe State): Tự động khóa ranh giới (Fail-Close) khi phần cứng bị tấn công từ chối dịch vụ DoS. | Partial | Medium | — | TSF 401 preserves secure state on failures and defaults to all-blocked; DoS-specific fail-close not documented. "The TSF shall preserve a secure state when the following types of failures occur" (Security Target Lite, FPT_FLS.1) [7] "meaning that all traffic through the filter is blocked in both directions" (page 9 of 26, '2 TOE overview and Security Policy') [6]
Management & Compliance | 5.1 | Quản trị Phân quyền (RBAC): Tách biệt vai trò Admin Hệ thống, Admin Policy và Auditor An ninh. | Partial | Medium | — | Role-based access control with three operator roles documented; checklist role trio not explicit. "The TOE supports role-based access control with three operator roles" (Security Target Lite, TOE description) [7] "Administrative role with specific privileges for managing the security critical operations" (Security Target Lite, TOE description) [7] "User authentication based on role and password" (page 2, 'Security Characteristics') [2]
Management & Compliance | 5.2 | Tích hợp SIEM/SOAR: Đẩy Log thời gian thực dạng CEF/Syslog qua kênh mã hóa TLS tới SIEM. | Partial | Medium | — | Syslog/SNMP monitoring and TLS management channel documented; TLS syslog/CEF to SIEM not explicit. "Remote monitoring (Syslog and HTTP)" (page 2, 'Performance') [2] "Configurable SNMP support" (page 2, 'Performance') [2] "The TOE shall establish a secure channel between the TOE and a management server for remote monitoring and management" (Security Target Lite, security objectives) [7]
Management & Compliance | 5.3 | Báo cáo Tuân thủ (Compliance Report): Có sẵn mẫu báo cáo tuân thủ NIST SP 800-82, IEC 62443, ISO 27001. | Unknown | Low | — | No evidence of compliance report templates.
Management & Compliance | 5.4 | Chứng nhận Quốc tế / Quốc gia: Đạt chứng nhận Common Criteria (EAL4+), FIPS 140-3 hoặc Chứng nhận Cơ yếu. | Supported | High | — | Common Criteria EAL5+ (TSF 401, TSF 201) and EAL4+ (TNOR Guard) with CCRA/SOG-IS recognition; TEMPEST SDIP-27 Level A. "Trusted Security Filter (TSF) 401 allows secure data transfer between different security levels" (Certified products page) [5] "SERTIT-127" (Certified products page, certificate details) [5] "EAL 5, ALC_FLR.3" (Certified products page, certificate details) [5] "SERTIT-130 C" (Certified products page, certificate details) [8] "SERTIT-120 C" (Certified products page, certificate details) [10] "is Common Criteria EAL5+ and EAL4+ certified" (page 3, 'X-Arc product suite') [4] "Complies with TEMPEST requirements according to SDIP-27 level A" (page 10 of 26, '2 TOE overview and Security Policy') [6]
|  | TOTAL SCORE | 10.5
3. Bibliography
[1] | X-Arc Cross Domain Solutions - product page (Thales Norway) |  |  | https://digitaltmesseverktoy.thales.no/products/x-arc
[2] | X-Arc TSF 401 - Trusted Security Filter, product sheet |  |  | https://framerusercontent.com/assets/nbN4Httszdmbzo3nt5G91wcqkRY.pdf
[3] | X-Arc TSF 201 - Trusted Security Filter, datasheet |  |  | https://framerusercontent.com/assets/hrR0DmY2edcPTZ5rEdZlj8mDmA.pdf
[4] | X-Arc Cross Domain Solutions - product suite brochure (2023-08) |  |  | https://framerusercontent.com/assets/tDwHisurLaFVzIzgH7gVCKoQcc.pdf
[5] | Trusted Security Filter (TSF) 401 - SERTIT certified product page (SERTIT-127) |  |  | https://sertit.no/certified-products/trusted-security-filter-tsf-401-article3632-1919.html
[6] | SERTIT-127 Certification Report - TSF 401 SW 1.0.0 (EAL5, ALC_FLR.3) |  |  | https://sertit.no/getfile.php/1314822-1765895275/SERTIT/Sertifikater/2025/127/SERTIT-127%20Certification%20Report.pdf
[7] | TSF 401 Security Target Lite, Rev 001 (ST for SERTIT-127) |  |  | https://sertit.no/getfile.php/1314825-1765895276/SERTIT/Sertifikater/2025/127/3AQ%2033330%20AAAB%20938%20Security%20Target%20Lite%20TSF%20401%20Ed.%20001.pdf
[8] | Trusted Security Filter (TSF) 201 - SERTIT certified product page (SERTIT-130 C) |  |  | https://sertit.no/certified-products/trusted-security-filter-tsf-201-article3652-1919.html
[9] | SERTIT-130 Certification Report - TSF 201 (EAL5, ALC_FLR.3) |  |  | https://sertit.no/getfile.php/1314979-1770728549/SERTIT/Sertifikater/2026/130/SERTIT-130%20Certification%20Report.pdf
[10] | TNOR Guard - SERTIT certified product page (SERTIT-120 C) |  |  | https://sertit.no/certified-products/tnor-guard-article2842-1919.html
[11] | SERTIT-120 Certification Report - TNOR Guard v1.1.3 (EAL4, ALC_FLR.3, AVA_VAN.4) |  |  | https://sertit.no/getfile.php/1310627-1654589561/SERTIT/Sertifikater/2022/120/SERTIT-120%20CR%20v1.0.pdf
[12] | X-Arc - Thales Norway product document portal page |  |  | https://products.thales.no/documents/x-arc

## owl-recon-owl-talon-bidirection
# Product Assessment: Owl Cyber Defense - Owl ReCon / Owl Talon Bidirectional Gateway
1. Overview
Owl's bidirectional gateway family spans ReCon / ReCon 2U (two independent hardware data-diode paths in one appliance) and Owl Talon One: Bidirectional (paired one-way diodes), with IXD Tera as the current industrial cross-domain appliance supporting bidirectional flows; ReCon is no longer generally available for commercial sale and is sold exclusively through Dell. The product class is a high-assurance cross domain solution / protocol-break guard, so CDS-specific checklist items are applicable and were assessed rather than marked not_applicable.
2. Per-Item Verdicts
Category | ID | Requirement | Verdict | Conf | Value | Evidence
Architecture & Security | 1.1 | Kiến trúc Tách biệt Phiên (Protocol Break): Chấm dứt phiên TCP/IP tại phễu ranh giới, ngắt hoàn toàn IP routing. | Supported | High | — | "The Destination FPGA contains firmware logic which enables it to rebuild packet headers and deliver packets to pre-defined network destinations" (page 15) [10] "Owl Talon One: Bidirectional enables the secure, round-trip communication via two one-way diodes." (page 2) [3] "No direct pass through of TCP/IP traffic" (page 2) [5]
Architecture & Security | 1.2 | Cách ly Phần cứng (Hardware Isolation): Thiết kế 2 bo mạch xử lý tách biệt kết nối qua FPGA hoặc Shared Memory cách ly. | Supported | High | — | "The major security components are two Field Programmable Gate Arrays (FPGAs) and either an optical or digital isolator." (page 9) [10] "ReCon is a hardware-based cybersecurity solution utilizing two independent data diodes." (page 2) [5] "each 1U rack-mountable diode assuring a separate, independent path enabling only one direction of data transfer" (page 2) [3]
Architecture & Security | 1.3 | Chế độ Default-Deny: Tự động chặn tất cả gói tin/giao thức không nằm trong danh mục White-list. | Supported | High | — | "XDE Radium uses a software Configuration Utility application for setting Source and Destination network whitelisted connections." (page 12) [10] "Whitelisting and blacklisting of commands and file types" (page 2) [7] "Restricted session initiation: TCP/IP connection can only be initiated from the trusted source side network." (page 2) [5]
Architecture & Security | 1.4 | Bảo vệ chống Lỗ hổng OS: Hệ điều hành gia cố siêu cấp (Hardened OS / Microkernel / SELinux Strict Mode). | Supported | Medium | — | "Advanced security features including SELinux enforcement, STIG-compliant OS, BIOS password, and disk encryption" (page 2) [3] "Advanced security features including TPM binding, SELinux enforcement, STIG-compliant OS, BIOS password, and disk encryption" (page 2) [4] "RHEL w/SELinux Enforcing Mode" (page END) [7]
Architecture & Security | 1.5 | Chữ ký số Nội bộ (Internal Data Stamping): Lõi kiểm soát ký số dữ liệu sạch trước khi cho phép phễu nội khởi tạo phiên mới. | Unknown | Low | —
Inspection & CDR Engine | 2.1 | Giải phẫu & Tái tạo Nội dung (CDR): Bóc tách và tái tạo 100% các định dạng Office (DOCX, XLSX), PDF, Image, CAD. | Unknown | Low | —
Inspection & CDR Engine | 2.2 | Loại bỏ Macro & Script Độc hại: Xóa bỏ hoàn toàn VBA Macro, Javascript, DDE Links, Embedded Objects trong file. | Unknown | Low | —
Inspection & CDR Engine | 2.3 | Quét Mã độc Đa nhân (Multi-AV): Tích hợp tối thiểu 2+ Engine Antivirus quét song song payload thô. | Unknown | Low | —
Inspection & CDR Engine | 2.4 | Phân tích Cú pháp Schema (Schema Check): Kiểm tra tính hợp lệ của cấu trúc XML, JSON, FIXM, AIXM theo W3C Schema. | Partial | Medium | — | "Content inspection and XML schema validation" (page 2) [7] "data is normalized and filtered against schemas and other security criteria to ensure compliance with the organization's policies" (page 2) [7]
Inspection & CDR Engine | 2.5 | Kiểm soát Luồng Thông tin (IFC): Lọc dữ liệu dựa trên Nhãn An ninh (Security Labels) gắn kèm tập tin. | Unknown | Low | —
Inspection & CDR Engine | 2.6 | Chống Rò rỉ Dữ liệu (DLP): Nhận diện và chặn từ khóa Mật, Mã số CMND, Tài khoản, Regex tùy biến. | Unknown | Low | —
Inspection & CDR Engine | 2.7 | Anti-Steganography Engine: Phát hiện và loại bỏ dữ liệu ẩn giấu bên trong file hình ảnh (PNG, JPEG, BMP). | Unknown | Low | —
Protocol Support | 3.1 | Hỗ trợ Giao thức File Transfer: SFTP, FTP/S, HTTPS, SMB/NFS Proxy có làm sạch nội dung. | Partial | Medium | — | "In their efforts to improve their NERC CIP security posture, an energy provider needed to securely transfer files (SFTP) and OSIsoft PI System data, one-way" (Support for One-Way & Bidirectional Use Cases) [9] "they needed to secure several bidirectional database and HTTPS communications that could not be converted to one-way." (Support for One-Way & Bidirectional Use Cases) [9] "FTPS" (page END) [5] "SFTP" (page 2) [3]
Protocol Support | 3.2 | Hỗ trợ Giao thức OT/ICS: OPC UA, Modbus TCP, IEC 60870-5-104, DNP3, MQTT Industrial Proxy. | Supported | Medium | — | "OPC (DA/A&E, UA)" (page 2) [3] "FTPS, TCP/IP, DNP3, Ethernet/IP, IEC-104, ICCP, MS SQL Database Replication" (Supported Protocols) [2] "MQTT" (page 2) [3] "By fully supporting process control protocols such as DNP3, ReCon 2U enables secure absolute network segmentation, remote command and control, remote monitoring and SCADA data replication, via TCP/IP" (Overview) [2]
Protocol Support | 3.3 | Hỗ trợ Giao thức Database: SQL Server, Oracle, PostgreSQL Proxy với khả năng whitelist câu lệnh Query. | Partial | Medium | — | "Oracle TNS" (Protocol Support) [9] "MS SQL Database Replication" (page END) [5]
Protocol Support | 3.4 | Hỗ trợ Giao thức Realtime Stream: RTSP Video Proxy, Syslog/CEF Unidirectional/Bidirectional Relay. | Partial | Medium | — | "Remote Desktop" (page 2) [3] "SNMP Traps" (page 2) [3] "streaming logs and telemetry to SOC/SIEMs for continuous monitoring without inbound management paths" (One-Way Mission Security: FAQs) [8] "Syslog" (page 2) [3]
Performance & High Availability | 4.1 | Băng thông Xử lý (Throughput): Hỗ trợ băng thông kiểm tra CDR thực tế ≥ 1Gbps (hoặc theo tải dự án). | Supported | Medium | 1000 Mbps | "The Owl Talon One (OTO) data diode card is a protocol filtering data diode designed on a single PCIe card that transfers data one-way at up to 1 Gbps." (page END) [3] "Supports a maximum throughput of 10G" (page 2) [7] "Up to 1 Gbps max throughput" (page 2) [3]
Performance & High Availability | 4.2 | Độ trễ Xử lý (Processing Latency): Độ trễ xử lý gói tin/giao thức realtime ≤ 10ms. | Partial | Medium | — | "Realize next-gen high speed with ultra-low latency using Owl Talon Torrent." (Owl Talon Data Diode Products) [8] "Low Latency , High-Speed One-Way Transfer Up to 10Gbps" (page 2) [4]
Performance & High Availability | 4.3 | Khả năng Dự phòng (HA Active-Standby): Tự động chuyển mạch khi sự cố trong thời gian ≤ 100ms không mất session. | Partial | Medium | — | "IXD Tera is a high availability, hardware-enforced cross domain solution" (page 2) [7] "As a high availability solution, IXD Tera eliminates single points of failure with redundancy and failover capabilities." (Control What Data Can Be Passed Through) [9] "Coming Soon: High Availability (HA) support" (page 2) [4]
Performance & High Availability | 4.4 | Tự vệ khi Quá tải (Fail-Safe State): Tự động khóa ranh giới (Fail-Close) khi phần cứng bị tấn công từ chối dịch vụ DoS. | Supported | Medium | — | "Fail Secure - XDE Radium's components and overall physical board architecture enforces one-way data flow from Source to Destination." (page 7) [10] "Intentional or unplanned power loss to the Source side will result in immediate dropping of all buffered user data, leaving no residual user information on the board." (page 7) [10] "Any major component failure in the TOE will stop data flow entirely" (page 7) [10]
Management & Compliance | 5.1 | Quản trị Phân quyền (RBAC): Tách biệt vai trò Admin Hệ thống, Admin Policy và Auditor An ninh. | Partial | Medium | — | "Separate administration for source and destination sides" (page END) [5] "Menu-driven user interface" (page END) [5] "Separate administration for source and destination sides" (page END) [6]
Management & Compliance | 5.2 | Tích hợp SIEM/SOAR: Đẩy Log thời gian thực dạng CEF/Syslog qua kênh mã hóa TLS tới SIEM. | Partial | Medium | — | "SNMP Traps" (page 2) [3] "streaming logs and telemetry to SOC/SIEMs for continuous monitoring without inbound management paths" (One-Way Mission Security: FAQs) [8] "Syslog" (page 2) [3]
Management & Compliance | 5.3 | Báo cáo Tuân thủ (Compliance Report): Có sẵn mẫu báo cáo tuân thủ NIST SP 800-82, IEC 62443, ISO 27001. | Unknown | Low | —
Management & Compliance | 5.4 | Chứng nhận Quốc tế / Quốc gia: Đạt chứng nhận Common Criteria (EAL4+), FIPS 140-3 hoặc Chứng nhận Cơ yếu. | Supported | High | — | "Owl Talon One, based on XDE Radium diode has achieved Common Criteria EAL4+ Certification" (page 2) [3] "Certification date 2022-09-19" (page 6) [10] "International Common Criteria Certification - EAL4+ Certified" (page END) [6] "EAL4 + AVA_VAN.4" (page 6) [10] "Recognition Scope CCRA, SOGIS and EA/MLA" (page 6) [10]
|  | TOTAL SCORE | 10
3. Bibliography
[1] | ReCon Secure Bi-Directional Network Communication ¦ Owl Cyber Defense |  |  | https://owlcyberdefense.com/product/recon
[2] | ReCon 2U - Secure Round Trip, Bidirectional Communication ¦ Owl Cyber Defense |  |  | https://owlcyberdefense.com/product/recon-2u
[3] | Owl Talon One: Bidirectional Data Diode - Data Sheet (D137, V1, 4-30-2025) |  |  | https://owlcyberdefense.com/product/owl-talon-one-bidirectional
[4] | Owl Talon Torrent 1U Data Diode - Data Sheet (11-13-2025) |  |  | https://owlcyberdefense.com/product/owl-talon-torrent-1u
[5] | ReCon Data Sheet - Secure Bi-Directional Data Diode Communication (D026, V4, 11-29-22) |  |  | https://owlcyberdefense.com/wp-content/uploads/2019/05/19-OWL-0105-Data-Sheet-Redesign-ReCon-V4.pdf
[6] | ReCon 2U Data Sheet - Secure Bidirectional Communications (D129, V1, 08-24-23) |  |  | https://owlcyberdefense.com/wp-content/uploads/2023/08/23-OWL-0354-Recon-2U-Datasheet-V1-3.pdf
[7] | IXD Tera - Industrial Cross Domain Solution Data Sheet (D086, V5, 10-4-2024) |  |  | https://owlcyberdefense.com/wp-content/uploads/2021/05/21-OWL-0108-IXD-Data-Sheet-V6.pdf
[8] | Owl Data Diodes: Hardware-Enforced & Protocol Aware ¦ Owl Cyber Defense |  |  | https://owlcyberdefense.com/products/data-diode-products
[9] | Industrial Cross Domain Solutions for OT Threat Detection - IXD Tera ¦ Owl Cyber Defense |  |  | https://owlcyberdefense.com/product/industrial-cross-domain
[10] | Certification Report - Owl XDE Radium v1.3 (CSEC2021009), Swedish Certification Body for IT Security |  |  | https://www.commoncriteriaportal.org/nfs/ccpfiles/files/epfiles/Certification%20Report%20-%20Owl%20XDE%20Radium%20v13.pdf

## fox-data-diode-cross-domain-gat
# Product Assessment: Fox-IT (NCC Group) - Fox Data Diode & Cross Domain Gateway
1. Overview
Fox DataDiode is a hardware-enforced unidirectional cross-domain gateway (marketed as Sentyron since the Fox-IT/NCC Group reorganisation) with proxy-based protocol support, EAL7+ Common Criteria and NATO Cosmic Top Secret certifications. Architecture, one-way enforcement, throughput (10 Gbps) and certifications are strongly evidenced; content-inspection (CDR, DLP, multi-AV, schema validation, IFC, anti-steganography) and management-plane (RBAC, compliance reports) items are undocumented in public sources and marked unknown.
2. Per-Item Verdicts
Category | ID | Requirement | Verdict | Conf | Value | Evidence
Architecture & Security | 1.1 | Kiến trúc Tách biệt Phiên (Protocol Break): Chấm dứt phiên TCP/IP tại phễu ranh giới, ngắt hoàn toàn IP routing. | Supported | High | — | The Fox DataDiode terminates bidirectional protocol flows and enforces one-way optical transfer on the OSI physical layer with no back channel. "it completely eliminates the digital attack surface of the secured network" (Product description) [18] "The Fox DataDiode is a cross-domain solution reconciling the seemingly contradictory requirements of high assurance and free flow of information." ('What is the Fox DataDiode?' section) [3] "The TOE operates on the physical layer of the Open System Interconnection (OSI) reference model. This ensures demonstrable complete unidirectionality." (page 9, section 1.4.3 'Logical Scope') [17] "therefore there is no back channel which could be used as a covert channel." (page 9, section 1.4.3 'Logical Scope') [17] "The Fox DataDiode is a cross-domain solution reconciling the seemingly contradictory requirements of high assurance and free flow of information." ('What is the Fox DataDiode?' section) [1] "Proxy Server on each side of the unit to convert bidirectional protocols into a one-way protocol." ('The Full Sentyron DataDiode Setup' section) [10] "A unidirectional network (also referred to as a unidirectional gateway or data diode) is a network appliance or device that allows data to travel in only one direction." (Lead paragraph) [19]
Architecture & Security | 1.2 | Cách ly Phần cứng (Hardware Isolation): Thiết kế 2 bo mạch xử lý tách biệt kết nối qua FPGA hoặc Shared Memory cách ly. | Supported | High | — | The diode is a fixed-function hardware unit with no programmable logic, firmware or memory; a full system spans three hardware units across security zones. "The TOE contains only fixed-function physical hardware and does not contain any programmable logic, firmware, software, volatile memory, or persistent memory." (page 8, section 1.4.1 'Physical Scope') [17] "The hardware enforces physical unidirectionality, and the software replicates databases and emulates protocol servers to handle bi-directional communication." (Lead paragraph) [19] "they do not contain software, firmware or FPGA." ('Today, Fox-IT's DataDiodes are the only devices...' paragraph) [5] "Physically separated upstream and downstream interfaces for strict security network segmentation, where the only interaction is via our highly certified CC EAL7+ DataDiode Module." ('Hardware features' section) [11] "A full Fox DataDiode system on the other hand, consists of three separate hardware units residing in different security zones, interconnected with optical fiber cables." ('Requirement #3' analysis) [7]
Architecture & Security | 1.3 | Chế độ Default-Deny: Tự động chặn tất cả gói tin/giao thức không nằm trong danh mục White-list. | Supported | Medium | — | The evaluated information-flow policy explicitly permits only upstream-to-downstream flow and explicitly denies downstream-to-upstream flow. "FDP_IFF.1.2 The TSF shall permit an information flow between a controlled subject and controlled information via a controlled operation if the following rules hold: information may flow from Upstream to Downstream." (page 14, section 5.1.2 'FDP_IFF.1 Simple Security Attributes') [17] "Forces data traffic in one direction. Prevents data leaks with 100% security" ('Unhackable hardware' subsection) [10] "FDP_IFF.1.5 The TSF shall explicitly deny an information flow based on the following rules: information shall not flow from Downstream to Upstream." (page 15, section 5.1.2 'FDP_IFF.1 Simple Security Attributes') [17]
Architecture & Security | 1.4 | Bảo vệ chống Lỗ hổng OS: Hệ điều hành gia cố siêu cấp (Hardened OS / Microkernel / SELinux Strict Mode). | Supported | Medium | — | The base software runs on Intel x64 Linux/Windows with SELinux support; the diode hardware itself contains no software at all. "Sentyron DataDiode Base software (for Intel x64 running Linux or Windows) provides basic but powerful stackable features such as TCP, UDP and file and directory transfer." ('The Full Sentyron DataDiode Setup' section) [10] "does not contain any programmable logic, firmware, software, volatile memory, or persistent memory" (page 8, section 1.4.1 'Physical Scope') [17] "Operational System: Support for Intel x64 SELinux" ('The Full Sentyron DataDiode Setup' section) [10]
Architecture & Security | 1.5 | Chữ ký số Nội bộ (Internal Data Stamping): Lõi kiểm soát ký số dữ liệu sạch trước khi cho phép phễu nội khởi tạo phiên mới. | Unknown | Low | —
Inspection & CDR Engine | 2.1 | Giải phẫu & Tái tạo Nội dung (CDR): Bóc tách và tái tạo 100% các định dạng Office (DOCX, XLSX), PDF, Image, CAD. | Unknown | Low | —
Inspection & CDR Engine | 2.2 | Loại bỏ Macro & Script Độc hại: Xóa bỏ hoàn toàn VBA Macro, Javascript, DDE Links, Embedded Objects trong file. | Unknown | Low | —
Inspection & CDR Engine | 2.3 | Quét Mã độc Đa nhân (Multi-AV): Tích hợp tối thiểu 2+ Engine Antivirus quét song song payload thô. | Unknown | Low | —
Inspection & CDR Engine | 2.4 | Phân tích Cú pháp Schema (Schema Check): Kiểm tra tính hợp lệ của cấu trúc XML, JSON, FIXM, AIXM theo W3C Schema. | Unknown | Low | —
Inspection & CDR Engine | 2.5 | Kiểm soát Luồng Thông tin (IFC): Lọc dữ liệu dựa trên Nhãn An ninh (Security Labels) gắn kèm tập tin. | Unknown | Low | —
Inspection & CDR Engine | 2.6 | Chống Rò rỉ Dữ liệu (DLP): Nhận diện và chặn từ khóa Mật, Mã số CMND, Tài khoản, Regex tùy biến. | Partial | Medium | — | A data curation and filtering capability for input security checks is documented; no keyword/regex DLP specifics are published. "Data curation & filtering for input security checks" ('Supported use-cases' section) [10]
Inspection & CDR Engine | 2.7 | Anti-Steganography Engine: Phát hiện và loại bỏ dữ liệu ẩn giấu bên trong file hình ảnh (PNG, JPEG, BMP). | Unknown | Low | —
Protocol Support | 3.1 | Hỗ trợ Giao thức File Transfer: SFTP, FTP/S, HTTPS, SMB/NFS Proxy có làm sạch nội dung. | Supported | Medium | — | File-transfer protocol support covers FTP, SFTP, SCP, Samba/SMB, NFS, CIFS and HTTP(S), proxied through one-way base software. "FTP, SFTP, SCP ... Samba/SMB, NFS & CIFS ... HTTP(S) & REST API" ('Supported protocols' section (Andean 1G)) [11] "Sentyron DataDiode Base software (for Intel x64 running Linux or Windows) provides basic but powerful stackable features such as TCP, UDP and file and directory transfer." ('The Full Sentyron DataDiode Setup' section) [10] "FTP, SFTP, SCP ... Samba/SMB, NFS & CIFS ... HTTP(S) & REST API ... rSync" ('Supported protocols' section) [10] "The Fox DataDiode is computer hardware that enforces unidirectional flow of network traffic." ('About DataDiode' section) [8]
Protocol Support | 3.2 | Hỗ trợ Giao thức OT/ICS: OPC UA, Modbus TCP, IEC 60870-5-104, DNP3, MQTT Industrial Proxy. | Partial | Medium | — | OT/ICS coverage is documented for Modbus, OPC and OSIsoft PI via replicators; IEC 60870-5-104, DNP3, MQTT and explicit OPC UA are not documented. "Installing a Fox DataDiode between cameras and the recording station will enable you to securely send footage to the recording station" ('Secure CCTV footage' subsection) [2] "MODBUS data can be transparently replicated through the Fox DataDiode using the Fox Replicator MODBUS." ('MODBUS' paragraph) [6] "Modbus, OPC & PI" ('Supported protocols' section) [10] "The Fox Replicator OPC enables transparent replication of OPC data through the Fox DataDiode." ('OPC' paragraph) [6]
Protocol Support | 3.3 | Hỗ trợ Giao thức Database: SQL Server, Oracle, PostgreSQL Proxy với khả năng whitelist câu lệnh Query. | Partial | Medium | — | Database replication is supported for Oracle DBMS, MySQL and MSSQL via GoldenGate/Shareplex; no PostgreSQL or query-whitelisting proxy is documented. "Database replication using GoldenGate or Shareplex, including: Oracle DBMS, MySQL and MSSQL" ('Supported protocols' section) [10] "By replicating databases in the source network through the Fox DataDiode, information from these databases can be made available to users in the destination network." ('Databases' paragraph) [6]
Protocol Support | 3.4 | Hỗ trợ Giao thức Realtime Stream: RTSP Video Proxy, Syslog/CEF Unidirectional/Bidirectional Relay. | Partial | Medium | — | Syslog relay and file/video stream replication (UDP/TCP) are documented; no RTSP proxy or CEF relay is documented. "Syslog" ('Supported protocols' section) [10] "File & (video) stream replication" ('Supported use-cases' section) [10] "To ensure the seamless flow of video data, the solution provided robust support for UDP/TCP (User Datagram Protocol)." ('Solution' section) [14]
Performance & High Availability | 4.1 | Băng thông Xử lý (Throughput): Hỗ trợ băng thông kiểm tra CDR thực tế ≥ 1Gbps (hoặc theo tải dự án). | Supported | High | 10000 Mbps | The evaluated diode ships in 1 Gbit/s and 10 Gbit/s versions, meeting the >= 1000 Mbps threshold. "Safeguard critical information with guaranteed one-way real-time data transfers of speeds of 1 or 10 Gbps." (Page header paragraph) [10] "FFHDD3_1 FDD1GI 1 Gbit/sec" (page 9, Table 1 'TOE Versions') [17] "FFHDD3_10 FDD10GI 10 Gbit/sec" (page 9, Table 1 'TOE Versions') [17] "Depending on data throughput requirements, the Sentyron DataDiode Ruggedized edition is available in 1Gbps and 10Gbps versions." (Product description) [18]
Performance & High Availability | 4.2 | Độ trễ Xử lý (Processing Latency): Độ trễ xử lý gói tin/giao thức realtime ≤ 10ms. | Partial | Medium | — | The vendor describes millisecond-scale data delivery but publishes no per-packet processing-latency figure. "Deliver large datasets in milliseconds through our 10Gbps DataDiode." ('High data throughput' subsection) [10]
Performance & High Availability | 4.3 | Khả năng Dự phòng (HA Active-Standby): Tự động chuyển mạch khi sự cố trong thời gian ≤ 100ms không mất session. | Partial | Medium | — | Parallel-diode high-availability with automatic failover (99.99% uptime) and redundant power inputs is documented; no switchover-time figure is published. "By running multiple DataDiodes in parallel, the system ensures automatic failover, guaranteeing continuous data flow even in the event of hardware failure." (Intro paragraph) [13] "for redundancy, two sets of 24VDC input power pins: either or both of the power input activates the TOE" (page 8, section 1.4.1 'Physical Scope') [17] "The Fox DataDiode is extremely reliable and can be deployed in a high availability (no single point of failure) configuration." ('Availability' subsection) [3] "Automatic failover mechanism: guaranteeing seamless continuity." ('Key results' list) [13]
Performance & High Availability | 4.4 | Tự vệ khi Quá tải (Fail-Safe State): Tự động khóa ranh giới (Fail-Close) khi phần cứng bị tấn công từ chối dịch vụ DoS. | Supported | High | — | The downstream interface is physically incapable of input, so reverse traffic and DoS from the untrusted side cannot cross the boundary. "Neither can an enemy force perform any digitial reconnaissance through the Sentyron DataDiode, as it completely eliminates the digital attack surface of the secured network." (Product description) [18] "The downstream interface: the TOE ignores all data received here so that even if there were memory, settings or other parameters that could be changed in the TOE, there would be no way to tamper or interfere with these settings." (page 17, section 6 'TOE Summary Specification') [17] "The Unidirectional Downstream port is incapable of input and therefore lacks the ability of converting light into an electrical signal." (page 9, section 1.4.3 'Logical Scope') [17] "Unhackable hardware: Forces data traffic in one direction. Prevents data leaks with 100% security" ('Unhackable hardware' subsection) [10]
Management & Compliance | 5.1 | Quản trị Phân quyền (RBAC): Tách biệt vai trò Admin Hệ thống, Admin Policy và Auditor An ninh. | Unknown | Low | —
Management & Compliance | 5.2 | Tích hợp SIEM/SOAR: Đẩy Log thời gian thực dạng CEF/Syslog qua kênh mã hóa TLS tới SIEM. | Partial | Medium | — | Syslog, SNMP traps and a Splunk forwarder are documented for log/notification export; CEF format and TLS-encrypted transport are not specified. "Syslog" ('Supported protocols' section) [10] "Notifications by email, syslog and SNMP" ('Supported use-cases' section) [10] "SNMP traps ... Splunk forwarder" ('Supported protocols' section) [10]
Management & Compliance | 5.3 | Báo cáo Tuân thủ (Compliance Report): Có sẵn mẫu báo cáo tuân thủ NIST SP 800-82, IEC 62443, ISO 27001. | Unknown | Low | —
Management & Compliance | 5.4 | Chứng nhận Quốc tế / Quốc gia: Đạt chứng nhận Common Criteria (EAL4+), FIPS 140-3 hoặc Chứng nhận Cơ yếu. | Supported | High | — | The product holds CC EAL7+ (NSCIB-CC-2300039-01.1), NATO Cosmic Top Secret (Dutch AIVD), NATO SECRET, BSI and NL-NCSA certifications. "The Fox DataDiode has a BSI certification." ('German government' paragraph) [4] "The Fox DataDiode has a NL-NCSA certification." ('NL-NCSA' paragraph) [4] "Assurance Package: EAL7 augmented with ASE_TSS.2 and ALC_FLR.3" (page 1, 'Product and assurance level') [16] "The Fox DataDiode has an EAL7+ certification." ('Levels' paragraph) [4] "Fort Fox Hardware Data Diode FFHDD3_1/10" (page 1, 'Product and assurance level') [16] "The Sentyron Data Diode is certified by the Dutch General Intelligence and Security Service for handling up to and including Cosmic Top Secret." (Product description) [18] "Holds the highest possible certifications. Independent experts awarded us certifications such as CC EAL7+ and NATO COSMIC TOP SECRET." ('CC EAL7+ NATO Certifications' subsection) [10]
|  | TOTAL SCORE | 9.88
3. Bibliography
[1] | Fox DataDiode — product page (Fox-IT) |  |  | https://www.fox-it.com/en/technology/datadiode/
[2] | Fox DataDiode for Industrial Control Systems (Fox-IT) |  |  | https://www.fox-it.com/en/technology/datadiode/for-industrial-control-systems/
[3] | Fox DataDiode for Government & Defense (Fox-IT) |  |  | https://www.fox-it.com/en/technology/datadiode/for-government-defense/
[4] | Data diode certifications: an overview (Fox-IT blog) |  |  | https://www.fox-it.com/en/news/blog/data-diode-certifications-an-overview/
[5] | Fox-IT achieves Common Criteria Security Certification EAL 7+ for its Two Ruggedized DataDiodes (press release) |  |  | https://www.fox-it.com/en/news/pressreleases/fox-it-achieves-common-criteria-security-certification-eal-7-for-its-two-ruggedized-datadiodes/
[6] | What is the role of a replicator together with a data diode? (Fox-IT blog) |  |  | https://www.fox-it.com/en/news/blog/what-is-the-role-of-a-replicator-together-with-a-data-diode/
[7] | Can you use malware to bypass a data diode system with radio waves? (Fox-IT blog) |  |  | https://www.fox-it.com/en/news/blog/can-you-use-malware-to-bypass-a-data-diode-system-with-radio-waves/
[8] | Fox-IT and Ingram Micro Sign Distribution Agreement for Fox DataDiode in APAC Region (press release) |  |  | https://www.fox-it.com/en/news/pressreleases/fox-it-and-ingram-micro-sign-distribution-agreement-for-fox-datadiode-in-apac-region/
[9] | Digital Signatures for Fox DataDiode Software (Fox-IT) |  |  | https://www.fox-it.com/en/technology/digital-signatures-for-fox-datadiode-software/
[10] | Sentyron DataDiode Ruggedised 1G-10G — product page |  |  | https://sentyron.com/solutions/sentyron-datadiode-ruggedised-1g-10g/
[11] | Sentyron DataDiode Andean 1G — product page |  |  | https://sentyron.com/solutions/sentyron-datadiode-andean-1g/
[12] | Securing a major urban rail network with Sentyron (case study) |  |  | https://sentyron.com/cases/securing-london-undergrounds-rail-network-with-fox-datadiode/
[13] | High availability for critical data networks (case study) |  |  | https://sentyron.com/cases/high-availability-for-critical-data-networks/
[14] | Ensuring uncompromised CCTV surveillance with Sentyron (case study) |  |  | https://sentyron.com/cases/ensuring-uncompromised-cctv-surveillance-with-sentyron/
[15] | Ensuring offshore installation security with DataDiode (case study) |  |  | https://sentyron.com/cases/ensuring-offshore-installation-security-with-datadiode/
[16] | Common Criteria Certificate NSCIB-CC-2300039-01.1 — Fort Fox Hardware Data Diode FFHDD3_1/10 (PDF) |  |  | https://www.commoncriteriaportal.org/files/epfiles/NSCIB-CC-2300039-01.1-Cert.pdf
[17] | Fort Fox Hardware Data Diode — Security Target v3.3 (PDF) |  |  | https://www.commoncriteriaportal.org/files/epfiles/NSCIB-CC-2300039-01-ST-v3.3.pdf
[18] | NATO Information Assurance (NIA) PC — Sentyron (formerly Fox) DataDiode Ruggedized |  |  | https://www.ia.nato.int/niapc/Product/Fort-Fox-Hardware-Data-Diode-V3--FFHDD3-_767
[19] | Unidirectional network (Wikipedia) |  |  | https://en.wikipedia.org/wiki/Data_diode

## sdot-security-gateway-sdot-indu
# Product Assessment: infodas GmbH - SDoT Security Gateway / SDoT Industry Gateway
1. Overview
infodas SDoT is a high-assurance Cross Domain Solution family: a bidirectional Security Gateway (plus Express variant) for classified domains and an Industry Gateway for OT/IT. Strengths are protocol break, label-based filtering, microkernel OS and certifications; numeric performance and several inspection capabilities are undocumented.
2. Per-Item Verdicts
Category | ID | Requirement | Verdict | Conf | Value | Evidence
Architecture & Security | 1.1 | Kiến trúc Tách biệt Phiên (Protocol Break): Chấm dứt phiên TCP/IP tại phễu ranh giới, ngắt hoàn toàn IP routing. | Supported | Medium | — | The SDoT Security Gateway is a bidirectional high-assurance cross-domain guard that filters structured and unstructured data between security domains and is approved up to DEU/EU/NATO SECRET. SDoT cross-domain solutions combine a protocol break with in-depth inspection, transformation and monitoring of data transfers. The SDoT Security Gateway received general NATO SECRET and EU SECRET approvals after evaluations by NATO SECAN and the Council of the European Union. "providing a full protocol break" (Key features section) [1] "They combine a protocol break with in-depth inspection, transformation and monitoring of data transfers, ensuring only correct and authorized information crosses systems at different security levels" (Article body, paragraph 3) [10] "They combine a protocol break with in-depth inspection, transformation and monitoring of data transfers, ensuring only correct and authorized information crosses systems at different security levels" (Article body, paragraph 2) [4] "bietet einen vollständigen Protocol Break" (Key features section) [20]
Architecture & Security | 1.2 | Cách ly Phần cứng (Hardware Isolation): Thiết kế 2 bo mạch xử lý tách biệt kết nối qua FPGA hoặc Shared Memory cách ly. | Unknown | Low | —
Architecture & Security | 1.3 | Chế độ Default-Deny: Tự động chặn tất cả gói tin/giao thức không nằm trong danh mục White-list. | Supported | Medium | — | The SDoT Security Gateway is a bidirectional high-assurance cross-domain guard that filters structured and unstructured data between security domains and is approved up to DEU/EU/NATO SECRET. "Informationen, die nicht dem Regelwerk entsprechen, werden entweder abgelehnt und damit blockiert oder sanitarisiert" (Funktionsweise des SDoT Security Gateway Express section) [11] "Bidirectional data exchange and filtering of structured and unstructured data formats between different security domains (HIGH and LOW as well as HIGH and HIGH)" (Key features section) [1] "ensuring only correct and authorized information crosses systems at different security levels" (Article body, paragraph 3) [10]
Architecture & Security | 1.4 | Bảo vệ chống Lỗ hổng OS: Hệ điều hành gia cố siêu cấp (Hardened OS / Microkernel / SELinux Strict Mode). | Supported | Medium | — | All SDoT products run the proprietary L4Re microkernel operating system with security and separation mechanisms. "All SDoT products use L4Re OS, a proprietary microkernel operating system with proven security and separation mechanisms" (Key features section) [3] "is based on a L4 microkernel operating system, which ensures the logical isolation of services and thus reduces the attack surfaces" (Page 1, 'Unique and evaluated security architecture' section) [15]
Architecture & Security | 1.5 | Chữ ký số Nội bộ (Internal Data Stamping): Lõi kiểm soát ký số dữ liệu sạch trước khi cho phép phễu nội khởi tạo phiên mới. | Partial | Medium | — | "The automatic flow of information between security domains requires labeling" (Key features section) [12] "the creation of NATO STANAG 4774/8-compliant and highly robust security labels for data" (Article intro, 'Our approvals and certifications' section) [3] "The XML security labels are cryptographically bound to a data object" (What is the function of the SDoT Labelling Service? section) [12]
Inspection & CDR Engine | 2.1 | Giải phẫu & Tái tạo Nội dung (CDR): Bóc tách và tái tạo 100% các định dạng Office (DOCX, XLSX), PDF, Image, CAD. | Partial | Medium | — | The SDoT Security Gateway is a bidirectional high-assurance cross-domain guard that filters structured and unstructured data between security domains and is approved up to DEU/EU/NATO SECRET. "Das SDoT Security Gateway Express filtert die zu übertragenden Daten anhand vorkonfigurierter Regelwerke und führt für jedes einzelne Datenelement der zu übertragenden Nachricht eine strenge inhaltliche Kontrolle durch. Informationen, die nicht dem Regelwerk entsprechen, werden entweder abgelehnt und damit blockiert oder sanitarisiert" (Funktionsweise des SDoT Security Gateway Express section) [11] "Bidirectional data exchange and filtering of structured and unstructured data formats between different security domains (HIGH and LOW as well as HIGH and HIGH)" (Key features section) [1]
Inspection & CDR Engine | 2.2 | Loại bỏ Macro & Script Độc hại: Xóa bỏ hoàn toàn VBA Macro, Javascript, DDE Links, Embedded Objects trong file. | Unknown | Low | —
Inspection & CDR Engine | 2.3 | Quét Mã độc Đa nhân (Multi-AV): Tích hợp tối thiểu 2+ Engine Antivirus quét song song payload thô. | Supported | Medium | — | "infodas is an official partner of OPSWAT in Germany and both solutions complement each other in a multitude of use-cases" (Article body) [19] "If the SDoT products are combined with the OPSWAT MetaDefender Kiosk and MetaDefender Vault, sensitive networks can also be protected against malware" (Partner applications section) [3] "Risks are not only detected, but also subjected to a secure and controlled scan and clean-up process with the help of over 35 anti-malware engines" (Partner applications section) [3]
Inspection & CDR Engine | 2.4 | Phân tích Cú pháp Schema (Schema Check): Kiểm tra tính hợp lệ của cấu trúc XML, JSON, FIXM, AIXM theo W3C Schema. | Partial | Medium | — | "SDoT Security Gateway Express optimized for near real-time, low latency filtering of structured data such as XML or JSON" (Article body, paragraph 4) [10] "Filtermechanismen auf die Prüfung von typischen, strukturierten Datenformaten, die beispielsweise von militärischen bzw. von Behörden und Organisationen mit Sicherheitsaufgaben (BOS) verwendeten werden (XML, Link 16, ASTERIX, ADatP-3, ADEXP, NMEA, DIS, etc.)" (Funktionsweise des SDoT Security Gateway Express section) [11]
Inspection & CDR Engine | 2.5 | Kiểm soát Luồng Thông tin (IFC): Lọc dữ liệu dựa trên Nhãn An ninh (Security Labels) gắn kèm tập tin. | Supported | Medium | — | "The automatic flow of information between security domains requires labeling" (Key features section) [12] "the creation of NATO STANAG 4774/8-compliant and highly robust security labels for data" (Article intro, 'Our approvals and certifications' section) [3] "Data filtering based on security labels" (Application scenarios section) [1]
Inspection & CDR Engine | 2.6 | Chống Rò rỉ Dữ liệu (DLP): Nhận diện và chặn từ khóa Mật, Mã số CMND, Tài khoản, Regex tùy biến. | Partial | Medium | — | "We thus offer the most comprehensive cross-domain solution on the market for network security and DLP" (Article intro, 'Our approvals and certifications' section) [3] "den versehentlichen oder bewussten Abfluss von geheimen oder sensitiven Daten verhindert" (Article intro paragraph) [11]
Inspection & CDR Engine | 2.7 | Anti-Steganography Engine: Phát hiện và loại bỏ dữ liệu ẩn giấu bên trong file hình ảnh (PNG, JPEG, BMP). | Unknown | Low | —
Protocol Support | 3.1 | Hỗ trợ Giao thức File Transfer: SFTP, FTP/S, HTTPS, SMB/NFS Proxy có làm sạch nội dung. | Partial | Medium | — | "The SDoT Industry Gateway enables time-critical file transfer and status monitoring across domains" (Key features section) [2] "Patches and malware signatures" (Application scenarios section) [7] "Database replication and updates" (Application scenarios section) [7]
Protocol Support | 3.2 | Hỗ trợ Giao thức OT/ICS: OPC UA, Modbus TCP, IEC 60870-5-104, DNP3, MQTT Industrial Proxy. | Partial | Medium | — | The SDoT Industry Gateway is the OT/IT variant of the SDoT family, supporting controlled data exchange between operational and information technology in critical infrastructures. "Server replication (e.g. OPC, Modbus, Historian)" (Application scenarios section) [7] "ensures fully secured and controlled data exchange between different security domains (OT/IT)" (Key features section) [2] "internal and external sources such as SCADA (Supervisory Control and Data Acquisition) systems, signal boxes, sensors and trains can exchange data securely between domains with different safety classification levels, even if bidirectional protocols are used" (Article body, paragraph 2) [5]
Protocol Support | 3.3 | Hỗ trợ Giao thức Database: SQL Server, Oracle, PostgreSQL Proxy với khả năng whitelist câu lệnh Query. | Unknown | Low | —
Protocol Support | 3.4 | Hỗ trợ Giao thức Realtime Stream: RTSP Video Proxy, Syslog/CEF Unidirectional/Bidirectional Relay. | Partial | Medium | — | Infodas CDS including the NATO SECRET approved Security Gateway Express (SGWX) are used in the NATO AWACS modernization with Boeing. "Video and audio streaming" (Application scenarios section) [7] "SDoT Security Gateway Express optimized for near real-time, low latency filtering of military data such as XML, Link 16 /JREAP or ASTERIX" (Article body, paragraph 3) [9]
Performance & High Availability | 4.1 | Băng thông Xử lý (Throughput): Hỗ trợ băng thông kiểm tra CDR thực tế ≥ 1Gbps (hoặc theo tải dự án). | Partial | Medium | — | The vendor publishes only qualitative high-speed/low-latency claims for the Security Gateway and Express; the only family throughput figure (9.1 Gbit/s) is for the unidirectional SDoT Data Diode. "SDoT Diode for unidirectional data transfer up to 9.1 Gbit/s" (Article body, paragraph 3) [9] "For scenarios where the filtering of structured data is required at high speed with low latency" (Your options section) [1] "Highly secure data filtering of structured data at high speed & low latency!" (Page 1, Function and benefits section) [14]
Performance & High Availability | 4.2 | Độ trễ Xử lý (Processing Latency): Độ trễ xử lý gói tin/giao thức realtime ≤ 10ms. | Partial | Medium | — | The vendor publishes only qualitative high-speed/low-latency claims for the Security Gateway and Express; the only family throughput figure (9.1 Gbit/s) is for the unidirectional SDoT Data Diode. "hochfrequente Datenpakete mit sehr niedriger Latenz und hohem Datendurchsatz" (Article body, paragraph 3) [11] "near real-time, low latency filtering of military data" (Article body, paragraph 3) [9] "Highly secure data filtering of structured data at high speed & low latency!" (Page 1, Function and benefits section) [14]
Performance & High Availability | 4.3 | Khả năng Dự phòng (HA Active-Standby): Tự động chuyển mạch khi sự cố trong thời gian ≤ 100ms không mất session. | Unknown | Low | —
Performance & High Availability | 4.4 | Tự vệ khi Quá tải (Fail-Safe State): Tự động khóa ranh giới (Fail-Close) khi phần cứng bị tấn công từ chối dịch vụ DoS. | Partial | Medium | — | "With denial-of-service defense, we guarantee the permanent availability of your systems and data" (Article intro paragraph) [3] "Our products are designed and hardened in such a way that security functions are never compromised" (Key Benefits section) [7]
Management & Compliance | 5.1 | Quản trị Phân quyền (RBAC): Tách biệt vai trò Admin Hệ thống, Admin Policy và Auditor An ninh. | Partial | Medium | — | "The SDoT Security Gateway (appliance) is delivered with an SDoT Administration (SDoT Admin & Audit Center) and SDoT Certification Authority Center (hardened laptops) for configuration" (Intro paragraph) [1] "Secure administration and verification by checking all internal and external communication traffic and authenticating all users and services" (Key features section) [3]
Management & Compliance | 5.2 | Tích hợp SIEM/SOAR: Đẩy Log thời gian thực dạng CEF/Syslog qua kênh mã hóa TLS tới SIEM. | Partial | Medium | — | "Managed security services (e.g. SIEM to SOC)" (Application scenarios section) [7] "which supports incident analysis and compliance with security policies" (Page 1, 'Improved monitoring' section) [15] "Security operations centers (SOC)" (Application scenarios section) [2]
Management & Compliance | 5.3 | Báo cáo Tuân thủ (Compliance Report): Có sẵn mẫu báo cáo tuân thủ NIST SP 800-82, IEC 62443, ISO 27001. | Partial | Medium | — | "Fulfills industry regulation requirements according to e.g. IEC 62443, NIS-2 and IACS standards UR E26 and UR E27" (Page 1, header section) [16] "infodas supports the fulfilment of industry-specific regulatory requirements such as IEC 62443, NIST and Common Criteria as well as other standards" (Article body, paragraph 3) [5] "We support you in meeting industry-specific regulatory requirements, e.g. in accordance with IEC 62443, NIST and Common Criteria" (Key Benefits section) [2]
Management & Compliance | 5.4 | Chứng nhận Quốc tế / Quốc gia: Đạt chứng nhận Common Criteria (EAL4+), FIPS 140-3 hoặc Chứng nhận Cơ yếu. | Supported | High | — | The SDoT Security Gateway is a bidirectional high-assurance cross-domain guard that filters structured and unstructured data between security domains and is approved up to DEU/EU/NATO SECRET. SDoT Security Gateway v6.2i received Common Criteria EAL4+ certification from BSI under certificate BSI-DSZ-CC-1129-2021. The SDoT Security Gateway holds NITES certification from the Cyber Security Agency of Singapore and is listed in the NATO Information Assurance Product Catalogue. The SDoT Security Gateway received general NATO SECRET and EU SECRET approvals after evaluations by NATO SECAN and the Council of the European Union. "received a general NATO SECRET approval from the NATO Military Committee (MC) after a two year in-depth evaluation by NATO’s Information Security and Evaluation Agency (SECAN)" (Article body, paragraph 1) [9] "has officially received the (National IT Evaluation Scheme) NITES certification from the prestigious Cyber Security Agency of Singapore" (Article body, paragraph 1) [17] "The SDoT Security Gateway received an ISO/IEC 15408 Common Criteria (CC) certification evaluation assurance level (EAL) 4+ from the German Federal Office of Information Security (BSI)" (Article body, paragraph 1) [4] "The SDoT Security Gateway is listed in the NATO Information Assurance Product Catalog" (Page 1, NIAPC listing section) [13] "BSI-DSZ-CC-1129-2021 ... SDoT Security Gateway ... Version 6.2i ... EAL 4 augmented by ALC_FLR.2" (Page 1, certificate header) [8]
|  | TOTAL SCORE | 9.62
3. Bibliography
[1] | SDoT Security Gateway - product page (infodas) |  |  | https://www.infodas.com/en/solutions/sdot-cross-domain-solutions/sdot-security-gateway/
[2] | SDoT Industry Gateway - product page (infodas) |  |  | https://www.infodas.com/en/solutions/sdot-cross-domain-solutions/sdot-industry-gateway/
[3] | SDoT Cross Domain Solutions - product family overview (infodas) |  |  | https://www.infodas.com/en/solutions/sdot-cross-domain-solutions/
[4] | Common Criteria EAL4+ certification for SDoT Security Gateway Cross Domain Solution (infodas press release) |  |  | https://www.infodas.com/en/press-releases/cc-eal4-certification-for-sdot-security-gateway-cross-domain-solution/
[5] | infodas launches SDoT Industry Gateway (infodas press release) |  |  | https://www.infodas.com/en/press-releases/infodas-launches-sdot-industry-gateway/
[6] | Security at a new level: infodas IT security product receives BSI certification according to Common Criteria (infodas press release) |  |  | https://www.infodas.com/en/press-releases/security-on-a-new-level-infodas-it-security-product-receives-bsi-certification-according-to-common-criteria/
[7] | SDoT Software Data Diode - product page (infodas) |  |  | https://www.infodas.com/en/solutions/sdot-cross-domain-solutions/sdot-diode/
[8] | BSI-DSZ-CC-1129-2021 Common Criteria certificate for SDoT Security Gateway v6.2i (Common Criteria portal) |  |  | https://www.commoncriteriaportal.org/files/epfiles/1129c_pdf.pdf
[9] | Enabling Multi-Domain Operations: SDoT Security Gateway receives NATO SECRET approval (infodas press release) |  |  | https://www.infodas.com/en/press-releases/multi-domain-operations-sdot-security-gateway-receives-nato-secret-approval/
[10] | INFODAS SDoT Security Gateway receives EU SECRET approval enabling digitization of EU Classified Information systems (infodas press release) |  |  | https://www.infodas.com/en/press-releases/eu_secret_approval_sdot_security_gateway_from_council_european_union/
[11] | SDoT Security Gateway Express receives German, NATO and EU SECRET accreditation (infodas press release, German) |  |  | https://www.infodas.com/en/press-releases/bsi-erteilt-geheim-zulassung-fuer-sdot-security-gateway-express-2/
[12] | SDoT Labelling Service - product page (infodas) |  |  | https://www.infodas.com/en/solutions/sdot-cross-domain-solutions/sdot-labelling-service/
[13] | SDoT Security Gateway flyer EN (infodas, rev. 25-09-02) |  |  | https://www.infodas.com/wp-content/uploads/2025/09/25-09-02_infodas_SDoT_SecurityGateway_Flyer_EN-1.pdf
[14] | SDoT Security Gateway Express flyer EN (infodas) |  |  | https://www.infodas.com/wp-content/uploads/2024/11/infodas_SDoT_SecurityGatewayExpress_Flyer_EN.pdf
[15] | SDoT Software Data Diode flyer EN (infodas) |  |  | https://www.infodas.com/wp-content/uploads/2025/07/infodas_SDoT_SoftwareDataDiode_Flyer_EN.pdf
[16] | SDoT Industry Gateway - Maritime Industrial flyer EN (infodas) |  |  | https://www.infodas.com/wp-content/uploads/2025/07/infodas_Maritime_Industrial_Flyer_EN.pdf
[17] | infodas receives NITES certification from the Cyber Security Agency of Singapore (infodas press release) |  |  | https://www.infodas.com/en/press-releases/infodas-receives-nites-certification-from-the-cyber-security-agency-of-singapore/
[18] | Infodas Cross Domain Solutions selected for NATO's AWACS modernization project (Defence Industry Europe) |  |  | https://defence-industry.eu/infodas-cross-domain-solutions-selected-for-natos-awacs-modernization-project/
[19] | German public sector client awards contract for SDoT CDS & OPSWAT Metadefender (infodas press release) |  |  | https://www.infodas.com/en/press-releases/german-public-sector-client-awards-contract-for-sdot-cds-opswat-metadefender/
[20] | Bidirektionaler Datenaustausch ¦ SDoT Security Gateway/Express - Produktseite (infodas, deutsch) |  |  | https://www.infodas.com/de/loesungen/sdot-cross-domain-solutions/sdot-security-gateway/
[21] | infodas signed contract with Naval Group for a major European naval programme (Defence Industry Europe) |  |  | https://defence-industry.eu/infodas-signed-contract-with-naval-group-for-a-major-european-naval-programme/

## waterfall-bidirectional-securit
# Product Assessment: Waterfall Security Solutions - Waterfall Bidirectional Security Gateway
1. Overview
Waterfall's bidirectional OT gateway is built from paired, hardware-enforced Unidirectional Security Gateways (inbound + outbound) with Secure Bypass/FLIP modules for controlled reverse access. Protocol-break and hardware-isolation guarantees are Common Criteria EAL4+ certified; CDR-type content inspection, latency figures and RBAC role separation are not documented in the public material reviewed.
2. Per-Item Verdicts
Category | ID | Requirement | Verdict | Conf | Value | Evidence
Architecture & Security | 1.1 | Kiến trúc Tách biệt Phiên (Protocol Break): Chấm dứt phiên TCP/IP tại phễu ranh giới, ngắt hoàn toàn IP routing. | Supported | High | — | Waterfall gateways terminate communications at the TX host and pass only a proprietary one-way protocol across a fiber-optic laser/photocell link; no IP routing crosses the boundary. Bidirectional flows are built by pairing independent inbound and outbound unidirectional gateways. No traffic can enter the OT network through the gateway; even administrators cannot misconfigure the product to allow inbound traffic. "Waterfall Security's unidirectional security gateways can physically send information in only one direction—from the industrial network to an external network." (page 1, 'Joint Solution' section) [24] "The TOE allows information to flow from the industrial network to the corporate network, while preventing any information flows through the gateway to the industrial network." (page 7, TOE overview) [19] "The TX host is an endpoint of communications within the control system network, terminating all communications from within the control network. The TX host is not a router and does not permit protocols to be routed to a network outside of the cybersecurity perimeter." (page 8, 'Unidirectional Security Gateways' section) [25] "An outbound Unidirectional Gateway replicates servers from the plant to the external network, and a second, independent inbound gateway replicates servers from the external network into the industrial plant." ('Inbound / Outbound Gateways' intro) [2] "The collected data is forwarded through the unidirectional channel, from the TX side to the RX side. ... Users and operators will access the data at NNM, without any traffic getting back into the industrial network." ('Waterfall Architecture and Data Flow' section) [23] "A laser on one circuit board, connected to a photocell on a second board, guarantees one-way data flow that is physically impossible to remotely reverse." ('What makes Unidirectional Gateways so secure?' section) [1] "The software connectors replicate servers and simulate devices, enabling enterprise users and applications to access OT data in both directions from the replicated servers." ('Connector Library' intro) [3] "The gateway hardware transmits information from industrial and control networks to external networks but is physically incapable of propagating any online cyber attack back into the protected network." (page 2, 'Theory Of Operation' section) [16] "Waterfall's flagship product, the Unidirectional Security Gateway, creates an impassable, physical barrier eliminating the possibility of external online attacks from reaching the industrial environment." (page 3, 'Waterfall's flagship product' section) [6]
Architecture & Security | 1.2 | Cách ly Phần cứng (Hardware Isolation): Thiết kế 2 bo mạch xử lý tách biệt kết nối qua FPGA hoặc Shared Memory cách ly. | Supported | High | — | TX and RX are separate appliances/boards connected only by a one-way fiber-optic link (laser LED to photoelectric cell), with no electrical connection between sides. "The gateway hardware consists of a pair of network appliances connected by a fiber-optic cable." (page 7, 'Unidirectional Security Gateways' section) [25] "The Transmitter (TX) Appliance – Contains a laser diode that transmits data in one direction. ... The Receiver (RX) Appliance – Contains an optical sensor that receives the data but cannot send any information back." ('How Unidirectional Security Gateways Work' section) [33] "RX Module: an optical receiver only." (page 1, 'Unidirectional security gateway 1-2-3') [14] "The TX Module contains a laser LED that converts electronic signals to light. The RX Module contains a photoelectric cell that can sense light and convert it to electronic signals." (page 9-10, 'Physical Scope and Boundaries of the TOE') [19] "TX Module: a transmitter only containing a fiber-optic laser." (page 1, 'Unidirectional security gateway 1-2-3') [14] "A physical divider separates the left from right sides of each cabinet, to make it clear that no electrical & cabling connections exist between TX and RX sides of the cabinet." (page 9, 'Physical Scope and Boundaries of the TOE') [19]
Architecture & Security | 1.3 | Chế độ Default-Deny: Tự động chặn tất cả gói tin/giao thức không nằm trong danh mục White-list. | Supported | High | — | No traffic can enter the OT network through the gateway; even administrators cannot misconfigure the product to allow inbound traffic. Waterfall gateways terminate communications at the TX host and pass only a proprietary one-way protocol across a fiber-optic laser/photocell link; no IP routing crosses the boundary. "The TOE allows information to flow from the industrial network to the corporate network, while preventing any information flows through the gateway to the industrial network." (page 7, TOE overview) [19] "Users and operators will access the data at NNM, without any traffic getting back into the industrial network." ('Waterfall Architecture and Data Flow' section) [23] "Guaranteed unidirectional – can never send both ways at once" ('Features' section) [11] "Even legitimate administrators cannot misconfigure the product into allowing inbound traffic." ('Eliminate Entire Classes of Cyber Attacks' section) [1] "The RX appliance cannot send anything back. There is no laser in the RX appliance, and even if there was a laser in that appliance, there is no fiber-optic receiver in the TX appliance." (page 8, 'Unidirectional Security Gateways' section) [25] "Nothing on the external side can send traffic into OT through the Gateway." ('Denial of service against OT' bullet) [1]
Architecture & Security | 1.4 | Bảo vệ chống Lỗ hổng OS: Hệ điều hành gia cố siêu cấp (Hardened OS / Microkernel / SELinux Strict Mode). | Partial | Medium | — | WF-600 runs a proprietary 'Waterfall OS' and the certified diode implements its security functionality entirely in hardware; agent hosts are standard PCs. "TX & RX Agent Host Modules: is a normal PC, it can transmit data to the TX for transfer, or from the RX post transfer." (page 9, TOE Description) [19] "CVE-2025-41265 is an OS Command Injection vulnerability [CWE-78] affecting the Administration WebUI of the Waterfall WF-500 TX Host." ('CVE-2025-41265 Overview' section) [26] "Proprietary hardware combined with Waterfall OS, jointly designed to offer an optimized all-in-one-platform for native connector operation" (page 1, 'All-in-one-platform' feature) [16] "The TOE Security Functionality is implemented entirely in hardware." (page 10, TOE Description) [19]
Architecture & Security | 1.5 | Chữ ký số Nội bộ (Internal Data Stamping): Lõi kiểm soát ký số dữ liệu sạch trước khi cho phép phễu nội khởi tạo phiên mới. | Unknown | Low | —
Inspection & CDR Engine | 2.1 | Giải phẫu & Tái tạo Nội dung (CDR): Bóc tách và tái tạo 100% các định dạng Office (DOCX, XLSX), PDF, Image, CAD. | Unknown | Low | —
Inspection & CDR Engine | 2.2 | Loại bỏ Macro & Script Độc hại: Xóa bỏ hoàn toàn VBA Macro, Javascript, DDE Links, Embedded Objects trong file. | Unknown | Low | —
Inspection & CDR Engine | 2.3 | Quét Mã độc Đa nhân (Multi-AV): Tích hợp tối thiểu 2+ Engine Antivirus quét song song payload thô. | Unknown | Low | —
Inspection & CDR Engine | 2.4 | Phân tích Cú pháp Schema (Schema Check): Kiểm tra tính hợp lệ của cấu trúc XML, JSON, FIXM, AIXM theo W3C Schema. | Unknown | Low | —
Inspection & CDR Engine | 2.5 | Kiểm soát Luồng Thông tin (IFC): Lọc dữ liệu dựa trên Nhãn An ninh (Security Labels) gắn kèm tập tin. | Unknown | Low | —
Inspection & CDR Engine | 2.6 | Chống Rò rỉ Dữ liệu (DLP): Nhận diện và chặn từ khóa Mật, Mã số CMND, Tài khoản, Regex tùy biến. | Unknown | Low | —
Inspection & CDR Engine | 2.7 | Anti-Steganography Engine: Phát hiện và loại bỏ dữ liệu ẩn giấu bên trong file hình ảnh (PNG, JPEG, BMP). | Unknown | Low | —
Protocol Support | 3.1 | Hỗ trợ Giao thức File Transfer: SFTP, FTP/S, HTTPS, SMB/NFS Proxy có làm sạch nội dung. | Partial | Medium | — | File-transfer connectors (SFTP, FTP/FTPS, SMB/CIFS/NFS, folder mirroring) are documented but no content-cleaning/CDR of transferred files is described. "Folder Mirroring ... FTP and FTPS ... SFTP (SSH)" ('Files' connector group) [3] "FTP/S, SFTP, TFTP, SMB, CIFS, NFS, HTTPFS" (page 2, 'FILE TRANSFER' connector group) [14] "File/Folder Mirroring" (page 2, 'File/Folder Mirroring' section) [5]
Protocol Support | 3.2 | Hỗ trợ Giao thức OT/ICS: OPC UA, Modbus TCP, IEC 60870-5-104, DNP3, MQTT Industrial Proxy. | Supported | Medium | — | Connector library covers OPC UA, Modbus, DNP3, IEC 60870-5-104, ICCP and MQTT for OT data exchange. "MQTT" ('Messaging' connector group) [3] "Waterfall's Unidirectional Gateways have connectors for OPC-DA, for Modbus and Siemens S7, and for old versions of PI and other historians." (FAQ section) [1] "DNP3 ... IEC 60870-5-104 ... Modbus ... OPC UA" ('Industrial Protocols' connector group) [3] "support for standard network protocols, including FTP (file transfer), SMTP (email), SNMP traps, Syslog, Remote Screen View (RSV), OSIsoft PI, System 1, Modbus, ASDE-X, WMQ, eDNA, ICCP, OPC-DA, and others." (page 8, TOE overview) [19] "Modbus, DNP3, ICCP, IEC 60870-5-104, Omni Flow" (page 2, 'INDUSTRIAL APPLICATIONS & PROTOCOLS' connector group) [14]
Protocol Support | 3.3 | Hỗ trợ Giao thức Database: SQL Server, Oracle, PostgreSQL Proxy với khả năng whitelist câu lệnh Query. | Partial | Medium | — | Database replication connectors exist for Microsoft SQL Server, Oracle, MySQL and PostgreSQL. "Microsoft SQLServer ... Oracle Databases" ('Databases' connector group) [3] "Microsoft SQL Server, Oracle MySQL, PostgreSQL" (page 2, 'HISTORIANS & DATABASES' connector group) [14]
Protocol Support | 3.4 | Hỗ trợ Giao thức Realtime Stream: RTSP Video Proxy, Syslog/CEF Unidirectional/Bidirectional Relay. | Partial | Medium | — | Video/audio stream transfer, multicast and syslog TCP/UDP relay are supported for realtime-style flows. Gateway software emulates syslog devices and ships connectors for multiple SIEM platforms (FortiSIEM, Splunk, QRadar, ArcSight, Sentinel). "IP Video and Audio ... SYSLOG TCP ... SYSLOG UDP" ('Monitoring Protocols' connector group) [3] "Unidirectional gateway software replicates industrial servers to the IT networks and emulates the syslog devices to communicate events safely to FortiSIEM." (page 1, 'Joint Solution' section) [24] "Video & audio streaming" (page 2, 'OTHER CONNECTORS' group) [14]
Performance & High Availability | 4.1 | Băng thông Xử lý (Throughput): Hỗ trợ băng thông kiểm tra CDR thực tế ≥ 1Gbps (hoặc theo tải dự án). | Supported | High | 1000 Mbps | Standard throughput is 1 Gbps per TX/RX pair with 10 Gbps options on the WF-600 platform. "1Gbps or 10Gbps throughput, with multiple configurations for any network need" (page 1, 'Extreme performance' feature) [16] "The WF-600 delivers 1G or 10G throughput options, high availability, and a simple and powerful web GUI." (WF-600 product description) [27] "standard 1 Gbps and 10 Gbps throughput options, standard high availability options, copper and fiber connectivity options and more" ('What's new in the 600 series' section) [31] "1Gbps standard throughput, multi-Gbps with several TX/RX pairs" (page 1, 'features & benefits') [14] "1 or 10 Gbps throughput hardware options" ('Scalability & Performance' section) [2]
Performance & High Availability | 4.2 | Độ trễ Xử lý (Processing Latency): Độ trễ xử lý gói tin/giao thức realtime ≤ 10ms. | Unknown | Low | —
Performance & High Availability | 4.3 | Khả năng Dự phòng (HA Active-Standby): Tự động chuyển mạch khi sự cố trong thời gian ≤ 100ms không mất session. | Partial | Medium | — | High availability is offered as a standard (WF-600) or optional (WF-500) configuration, but no numeric switchover time is published. "standard high availability options" (WF-600 launch article) [32] "high availability" (WF-600 product description) [27] "Standard High Availability (HA) option provides no single point of failure" (page 1, 'Proven reliability' feature) [16] "Optional HA configuration (high-availability)" (page 1, 'features & benefits') [14]
Performance & High Availability | 4.4 | Tự vệ khi Quá tải (Fail-Safe State): Tự động khóa ranh giới (Fail-Close) khi phần cứng bị tấn công từ chối dịch vụ DoS. | Supported | Medium | — | The Secure Bypass unit physically disconnects after a pre-programmed period (typically 30-90 minutes) or on power failure, restoring unidirectional state. "When the key is turned, the device electrically connects the 'input' and 'output' copper connections and so connects the business network to the industrial network for a pre-programmed period of time. After the time expires, or in the event of an unanticipated failure such as a power failure, the device automatically disconnects the two networks." (page 11, 'Secure Manual Uplink' section) [25] "To flood a system, it has to be reached first. Nothing on the external side can send traffic into OT through the Gateway." ('Denial of service against OT' bullet) [1] "Bi-directional communications physically, for a limited time ... Built-in timer automatically disconnects remote access and restores unidirectional state" ('How it works' section) [9] "When the SBP unit is activated by a key, it creates a temporary 1Gbps bi-directional connection into the protected network. After a pre-programmed period, typically 30-90 minutes, the unit physically disconnects the remote access connection, and no remote commands or attack information can enter the protected network anymore." ('Insider Access' section) [29]
Management & Compliance | 5.1 | Quản trị Phân quyền (RBAC): Tách biệt vai trò Admin Hệ thống, Admin Policy và Auditor An ninh. | Unknown | Low | —
Management & Compliance | 5.2 | Tích hợp SIEM/SOAR: Đẩy Log thời gian thực dạng CEF/Syslog qua kênh mã hóa TLS tới SIEM. | Partial | Medium | — | Gateway software emulates syslog devices and ships connectors for multiple SIEM platforms (FortiSIEM, Splunk, QRadar, ArcSight, Sentinel). Video/audio stream transfer, multicast and syslog TCP/UDP relay are supported for realtime-style flows. "Logs can also be seamlessly exported to SIEM tools for advanced analysis and security event management, ensuring comprehensive oversight." ('Logging & SIEM Reporting' section) [13] "Unidirectional gateway software replicates industrial servers to the IT networks and emulates the syslog devices to communicate events safely to FortiSIEM." (page 1, 'Joint Solution' section) [24] "HP ArcSight, Splunk, IBM QRadar, McAfee ESM" (page 2, 'ENTERPRISE MONITORING' connector group) [14] "ArcSight ... FortiSIEM ... IBM QRadar ... Microsoft Sentinel ... Splunk" ('Monitoring Systems' connector group) [3]
Management & Compliance | 5.3 | Báo cáo Tuân thủ (Compliance Report): Có sẵn mẫu báo cáo tuân thủ NIST SP 800-82, IEC 62443, ISO 27001. | Partial | Medium | — | Products enable compliance with NERC CIP, IEC 62443, NIST SP 800-82, NRC 5.71, CFATS and ANSSI guidance; no out-of-box compliance report templates are documented. "NERC CIP, IEC 62443, NRC 5.71, NIST 800-82R2, CFATS, ISO, Industrial Internet Consortium SF, ANSSI ICS Standards" (page 2, 'Certification & Compliance' section) [15] "NIST SP 800-82r3 Describes unidirectional gateways as a stronger alternative to firewalls. ... IEC 62443-3-3 Recommends unidirectional gateways for protecting high-consequence network zones." ('Simplifying Regulatory and Standards Compliance' section) [1] "NERC CIP, IEC 62443, NRC 5.71, NIST 800-82r2, CFATS, ISO, IIC SF, ANSSI" ('Certification & Compliance' section) [10]
Management & Compliance | 5.4 | Chứng nhận Quốc tế / Quốc gia: Đạt chứng nhận Common Criteria (EAL4+), FIPS 140-3 hoặc Chứng nhận Cơ yếu. | Supported | High | — | WF-500 and WF-600 Unidirectional Security Gateways hold Common Criteria EAL4+ certificates (NL NSCIB and Singapore CSA schemes), with ANSSI CSPN claimed by vendor and integrator. "Certified Common Criteria EAL4+ High Attack Potential ... Certified ANSSI CSPN – Security Certification First Level" ('Certifications & Assessments' section) [4] "Waterfall Unidirectional Security Gateway WF-500, Version 2.0 Assurance Package: EAL4 augmented with AVA_VAN.5, ALC_DVS.2, and ALC_FLR.2" (page 1, certificate details) [18] "Security level: AVA_VAN.5, ALC_FLR.2, ALC_DVS.2, EAL4+" (certificate summary) [22] "Assurance Level: EAL4+AVA_VAN.5, ALC_DVS.2 and ALC_FLR.2" (certificate detail page) [21] "Common Criteria EAL 4+, ANSSI CSPN, NITES Singapore, Korean KC Certification and Israel NISA" ('CERTIFICATION & COMPLIANCE' section) [28] "Assurance Level: EAL 4 augmented by ALC_DVS.2, ALC_FLR.2 and AVA_VAN.5" (page 1, certificate details) [17]
|  | TOTAL SCORE | 9.12
3. Bibliography
[1] | Unidirectional Security Gateways (product page) |  |  | https://waterfall-security.com/technology-and-products/unidirectional-security-gateways
[2] | Inbound / Outbound Gateways (product page) |  |  | https://waterfall-security.com/technology-and-products/remote-access/inbound-outbound-gateways
[3] | Technology and products (connector library) |  |  | https://waterfall-security.com/technology-and-products
[4] | Unidirectional Technology (product page) |  |  | https://waterfall-security.com/technology-and-products/unidirectional-technology
[5] | Unidirectional Security Gateways - Absolute protection from external network attacks (introduction) |  |  | https://waterfall-security.com/wp-content/uploads/Unidirectional-Gateway-Introduction.pdf
[6] | The Story of Waterfall Security & Unidirectional Gateway Technology (company profile) |  |  | https://waterfall-security.com/wp-content/uploads/Company-Profile_Waterfall-Security.pdf
[7] | Waterfall WF-500 Unidirectional Gateway (product page) |  |  | https://waterfall-security.com/technology-and-products/wf-500
[8] | Waterfall WF-600 Unidirectional Gateway (product page) |  |  | https://waterfall-security.com/technology-and-products/wf-600
[9] | Secure Remote Access OT - Waterfall SBP (product page) |  |  | https://waterfall-security.com/technology-and-products/remote-access/wf-sbp
[10] | WF-RSV Remote Screen View (product page) |  |  | https://waterfall-security.com/technology-and-products/remote-access/wf-rsv
[11] | WF Flip Unidirectional Gateway (product page) |  |  | https://waterfall-security.com/technology-and-products/remote-access/wf-flip
[12] | Waterfall Central (product page) |  |  | https://waterfall-security.com/technology-and-products/wf-central
[13] | HERA Hardware-Enforced Remote Access (product page) |  |  | https://waterfall-security.com/technology-and-products/hera
[14] | Unidirectional Security Gateway WF-500 Data Sheet |  |  | https://waterfall-security.com/wp-content/uploads/WF-500_Datasheet.pdf
[15] | WF-500 Product Brochure |  |  | https://waterfall-security.com/wp-content/uploads/2023/11/WF-500-Brochure-digital.pdf
[16] | WF-600 Product Brochure |  |  | https://waterfall-security.com/wp-content/uploads/2023/09/WF-600-Brochure.pdf
[17] | Common Criteria Certificate - Waterfall Unidirectional Security Gateway WF-600 Version F (CSA_CC_25005) |  |  | https://www.commoncriteriaportal.org/nfs/ccpfiles/files/epfiles/WF-600%20CC%20Certificate%20v2.1.pdf
[18] | Common Criteria Certificate CC-23-0618820 - Waterfall Unidirectional Security Gateway WF-500 Version 2.0 |  |  | https://www.commoncriteriaportal.org/nfs/ccpfiles/files/epfiles/NSCIB-CC-23-0618820-cert.pdf
[19] | Security Target - Waterfall Unidirectional Security Gateway WF-500 Version 2.0 |  |  | https://www.commoncriteriaportal.org/files/epfiles/NSCIB-CC-0618820-STv3.pdf
[20] | Security Target - Waterfall Unidirectional Security Gateway WF-600 Version F |  |  | https://www.commoncriteriaportal.org/nfs/ccpfiles/files/epfiles/NSCIB-CC-2400089-01-ST.pdf
[21] | Waterfall WF-500 version 2 - Singapore Common Criteria Scheme Certified Product List |  |  | https://www.csa.gov.sg/our-programmes/certification-and-labelling-schemes/singapore-common-criteria-scheme/product-list/waterfall-wf-500-version-2
[22] | Waterfall WF-500 version 2 - Common Criteria certificate tracker |  |  | https://sec-certs.org/cc/89dadb4ce1a88313
[23] | Waterfall Architecture and Data Flow - Tenable NNM Deployment Guide |  |  | https://docs.tenable.com/network-monitor/deployment/Content/WaterfallArchitecture.htm
[24] | Fortinet and Waterfall Security Solution (solution brief) |  |  | https://www.fortinet.com/content/dam/fortinet/assets/alliances/asb-fortinet-waterfall-joint-solution.pdf
[25] | Waterfall Security Solutions Response to NIST RFI: Developing a Framework to Improve Critical Infrastructure Cybersecurity |  |  | https://www.nist.gov/document/040813waterfallsecuritypdf
[26] | CVE-2025-41265: Waterfall WF-500 Firmware RCE Vulnerability |  |  | https://www.sentinelone.com/vulnerability-database/cve-2025-41265
[27] | Waterfall Security Solutions Government Products |  |  | https://www.carahsoft.com/waterfall-security/products
[28] | Waterfall Security Unidirectional Gateways (integrator page) |  |  | https://www.intec.gr/en/what-we-do/cybersecurity/waterfall-security-unidirectional-gateways
[29] | Access my OT networks, safely (solution page) |  |  | https://waterfall-security.com/solutions/by-need/access-my-ot-networks-safely
[30] | Waterfall Secure Bypass (SBP) Brochure |  |  | https://waterfall-security.com/wp-content/uploads/Waterfall-for-Secure-Bypass.pdf
[31] | Waterfall Security Announces New WF-600 Unidirectional Security Gateway (press release) |  |  | https://en.prnasia.com/releases/apac/waterfall-security-announces-new-wf-600-unidirectional-security-gateway-396974.shtml
[32] | Waterfall Security Solutions launches WF-600 Unidirectional Security Gateway |  |  | https://nytech.media/waterfall-security-solutions-launches-wf-600-unidirectional-security-gateway
[33] | What is Waterfall Security? (technology article) |  |  | https://www.diodegate.com/articles/what-is-waterfall-security

## nexor-guardian-nexor-guardiode
# Product Assessment: Nexor - Nexor Guardian / Nexor GuarDiode
1. Overview
Nexor is a UK high-assurance Cross Domain Solution vendor. Guardian is a bidirectional data guard and GuarDiode a managed data diode (guard + proxy + EAL7 diode). Core guard capabilities (protocol break, default-deny validation, CDR, security labelling, EAL7 hardware) are well documented; performance numbers and several management items lack published detail.
2. Per-Item Verdicts
Category | ID | Requirement | Verdict | Conf | Value | Evidence
Architecture & Security | 1.1 | Kiến trúc Tách biệt Phiên (Protocol Break): Chấm dứt phiên TCP/IP tại phễu ranh giới, ngắt hoàn toàn IP routing. | Supported | Medium | — | Nexor's diode and guard architecture enforces a protocol break: proxies strip traffic-control data and re-emit payloads on the far side of the boundary. "Guards and gateways are full application layer proxies that connect to two or more networks. They accept data passed on an inbound network interface, process it, and then pass data to the outbound network interface" (Guards and Gateways: What's the difference? section) [11] "Facing inward to the optical diode they facilitate protocol break and handle internal diode communications" (What is the function of the proxy servers? section) [4] "This lack of full duplex communication breaks the use of bidirectional traffic such as TCP/IP. This problem is addressed by using proxy servers that transmit data in a connectionless way" (How does the Nexor Data Diode work? section) [4] "Enhanced security: By enforcing a protocol break, proxies block attacks using the network protocol header data fields, preventing any attack using these fields" (Why proxies are essential for data diodes section) [13]
Architecture & Security | 1.2 | Cách ly Phần cứng (Hardware Isolation): Thiết kế 2 bo mạch xử lý tách biệt kết nối qua FPGA hoặc Shared Memory cách ly. | Partial | Medium | — | Nexor data diode hardware provides physical, tamper-evident optical isolation between upstream and downstream proxy servers. "Each Nexor Data Diode is a sealed, tamper-evident hardware unit that links two networks using standard bidirectional cabling. Inside the unit, one half of the optical or electrical connection is physically terminated, allowing information to travel in only one direction" (How the Nexor Data Diode works section) [3] "Maintains complete isolation between domains, eliminating shared resources or attack surfaces" (Core features section) [3] "the hardware-enforced data diode ensures unidirectional flow, physically preventing any return path for threats" (How Nexor GuarDiode works section) [2]
Architecture & Security | 1.3 | Chế độ Default-Deny: Tự động chặn tất cả gói tin/giao thức không nằm trong danh mục White-list. | Supported | Medium | — | Guardian/GuarDiode validation is default-deny: only data that meets the security policy passes; everything else is held back, quarantined or rejected. "Validation inspects and sanitises incoming data, allowing only verified safe content to enter the network" (Validate section) [2] "files are automatically passed through from one domain to another, providing they meet the defined security policy. If they don't meet the criteria, files are simply rejected and deleted" (What are the options for setting up a data guard? section) [12] "If any data does not meet safety standards or is identified as potentially harmful, it is held back to prevent issues" (How Does a Data Guard Work? section) [1] "Nexor Guardian utilises the validate component to ensure that only authorised data passes through the device" (Validate section) [1]
Architecture & Security | 1.4 | Bảo vệ chống Lỗ hổng OS: Hệ điều hành gia cố siêu cấp (Hardened OS / Microkernel / SELinux Strict Mode). | Supported | Medium | — | Nexor appliances run RHEL with a custom SELinux policy that enforces the guard path as the only data route through the system. "At design time, we baked in a very simple rule: data sent in must pass through the guard before being sent out. We use SELinux to ensure this is the only route through the system" (Security-Enhanced Linux section) [10] "In File Guard, we build on the SELinux policy provided by RHEL by writing our own SELinux policy for our software" (Security-Enhanced Linux section) [10] "Complete operating system overhaul, transitioning to RHEL version 7 to ensure longer product lifecycle and support" (GuarDiode 3.0 functionality list) [8]
Architecture & Security | 1.5 | Chữ ký số Nội bộ (Internal Data Stamping): Lõi kiểm soát ký số dữ liệu sạch trước khi cho phép phễu nội khởi tạo phiên mới. | Unknown | Low | —
Inspection & CDR Engine | 2.1 | Giải phẫu & Tái tạo Nội dung (CDR): Bóc tách và tái tạo 100% các định dạng Office (DOCX, XLSX), PDF, Image, CAD. | Partial | Medium | — | Guardian and GuarDiode offer Content Disarm and Reconstruction (CDR) that strips risky elements and rebuilds content in a safe format. "For enhanced protection, Nexor Guardian offers optional filters, including Content Disarm and Reconstruction (CDR). This advanced feature removes hidden threats by stripping away risky elements and rebuilding data in a safe format, neutralising even the most sophisticated attacks" (How Does a Data Guard Work? section) [1] "Nexor GuarDiode mitigates malware risks by combining content inspection, transformation, and Content Disarm and Reconstruction (CDR) technologies" (Why you can trust Nexor GuarDiode section) [2] "Integrated with the latest version of Purifile, our CDR function automatically removes potential threats like macros, links, and other unwanted content" (Advanced Content Disarm and Reconstruct (CDR) section) [14]
Inspection & CDR Engine | 2.2 | Loại bỏ Macro & Script Độc hại: Xóa bỏ hoàn toàn VBA Macro, Javascript, DDE Links, Embedded Objects trong file. | Supported | Medium | — | GuarDiode CDR (Purifile) removes macros, links and other active content from files before transfer. "Integrated with the latest version of Purifile, our CDR function automatically removes potential threats like macros, links, and other unwanted content" (Advanced Content Disarm and Reconstruct (CDR) section) [14] "This automatically removes potential threats like macros, links, and other unwanted content" (Checking, cleansing, and filtering data section) [20] "Each file is inspected and sanitised before transmission, removing malicious code, macros, and embedded links that could compromise a secure domain" (Why you can trust Nexor GuarDiode section) [2]
Inspection & CDR Engine | 2.3 | Quét Mã độc Đa nhân (Multi-AV): Tích hợp tối thiểu 2+ Engine Antivirus quét song song payload thô. | Partial | Medium | — | GuarDiode integrates optional third-party security software and virus scanning within its content-checking framework. "The GuarDiode combines EAL7+ certified data diodes with our secure content checking framework, workflow control, quarantine, and a range of optional third-party security software" (GuarDiode 3.0 description) [8] "Virus scanning" (Filtering options list) [19] "GuarDiode integrates certified data diodes with a secure content checking framework, workflow control, quarantine, and optional third-party security software" (How Nexor GuarDiode differs from Nexor Data Diode section) [2]
Inspection & CDR Engine | 2.4 | Phân tích Cú pháp Schema (Schema Check): Kiểm tra tính hợp lệ của cấu trúc XML, JSON, FIXM, AIXM theo W3C Schema. | Partial | Medium | — | Guards are documented to check that data is schema compliant and conforms to the configured security policy. "This policy might be checking whether the data is schema compliant, known-virus free or authorised for release" (What is a guard? section) [11] "Validating that the data conforms to the configured security policy" (Factors that will shape the choice of approach section) [12]
Inspection & CDR Engine | 2.5 | Kiểm soát Luồng Thông tin (IFC): Lọc dữ liệu dựa trên Nhãn An ninh (Security Labels) gắn kèm tập tin. | Supported | Medium | — | Guardian supports security labelling and security-label checks on data passing through the guard. "Will you be checking for prohibited words or carrying out security label checks" (Factors that will shape the choice of approach section) [12] "Nexor's data guard offers unique features such as tailored content checking, security labelling, and options for both physical and virtual deployment" (What is a Data Guard? section) [1]
Inspection & CDR Engine | 2.6 | Chống Rò rỉ Dữ liệu (DLP): Nhận diện và chặn từ khóa Mật, Mã số CMND, Tài khoản, Regex tùy biến. | Partial | Medium | — | GuarDiode provides data-loss-prevention style filtering and redaction controls, including quarantine of sensitive content. "This service combines secure information exchange, data loss prevention, and deep content checking capabilities to allow interoperability and real-time knowledge sharing between different levels of classified networks" (Service description (G-Cloud 14 listing)) [18] "Nexor GuarDiode lets you customise filters to block or redact sensitive details, so you only share what's necessary" (Keep Control of Your Data section) [14] "GuarDiode enables policy-driven export with integrated filtering and redaction controls. Sensitive content can be automatically removed or quarantined before transmission" (Controlled export of redacted or sanitised information section) [2]
Inspection & CDR Engine | 2.7 | Anti-Steganography Engine: Phát hiện và loại bỏ dữ liệu ẩn giấu bên trong file hình ảnh (PNG, JPEG, BMP). | Unknown | Low | —
Protocol Support | 3.1 | Hỗ trợ Giao thức File Transfer: SFTP, FTP/S, HTTPS, SMB/NFS Proxy có làm sạch nội dung. | Partial | Medium | — | Nexor proxy solutions support protocols including UDP, TCP, FTP and Samba/SMB file transfer. "Multiple Data and Application Protocols supported" (Features list (G-Cloud 14 listing)) [18] "Proxies like those used in Nexor's solutions allow for the use of protocols such as UDP, TCP, FTP, and more, ensuring compatibility with a variety of operational requirements" (Benefits of using proxies with data diodes section) [13] "With features like an enhanced Samba pull process for faster transfers and bonded link network connections for redundancy" (How Nexor GuarDiode differs from Nexor Data Diode section) [2]
Protocol Support | 3.2 | Hỗ trợ Giao thức OT/ICS: OPC UA, Modbus TCP, IEC 60870-5-104, DNP3, MQTT Industrial Proxy. | Unknown | Low | —
Protocol Support | 3.3 | Hỗ trợ Giao thức Database: SQL Server, Oracle, PostgreSQL Proxy với khả năng whitelist câu lệnh Query. | Unknown | Low | —
Protocol Support | 3.4 | Hỗ trợ Giao thức Realtime Stream: RTSP Video Proxy, Syslog/CEF Unidirectional/Bidirectional Relay. | Partial | Medium | — | GuarDiode Camera Edition proxies live and recorded camera streams one-way, and a Stream Edition supports UDP/TCP-only deployments. "Allows authorised viewing of live or recorded camera streams from within a secure domain while maintaining complete one-way isolation" (GuarDiode Camera variant section) [2] "Introduction of Stream Edition option: Providing UDP or TCP only deployments are now available" (GuarDiode 3.0 functionality list) [8] "A guaranteed one-way transfer mechanism is required to ensure that monitoring data is streamed to the central location in real time without risk of leakage" (Network Monitoring case study) [16]
Performance & High Availability | 4.1 | Băng thông Xử lý (Throughput): Hỗ trợ băng thông kiểm tra CDR thực tế ≥ 1Gbps (hoặc theo tải dự án). | Partial | Medium | — | Nexor data diode models support 1 Gbps and 10 Gbps transfer at wire speed; deep-CDR throughput is not quantified. "It offers parallel processing of information, with high data processing speeds and low latency, even with deep content inspection" (Service definition document, page 1) [19] "Models available for 1 Gbps and 10 Gbps transfer, maintaining consistent performance at wire speed" (Key benefits section) [3] "Optimised data handling and policy enforcement deliver predictable throughput and low latency, even during deep content inspection" (Enhanced operational performance section) [2]
Performance & High Availability | 4.2 | Độ trễ Xử lý (Processing Latency): Độ trễ xử lý gói tin/giao thức realtime ≤ 10ms. | Partial | Medium | — | Vendor claims low latency and high data processing speeds even with deep content inspection, without a millisecond figure. "Optimised data handling and policy enforcement deliver predictable throughput and low latency, even during deep content inspection" (Enhanced operational performance section) [2] "It offers parallel processing of information, with high data processing speeds and low latency, even with deep content inspection" (Service definition document, page 1) [19]
Performance & High Availability | 4.3 | Khả năng Dự phòng (HA Active-Standby): Tự động chuyển mạch khi sự cố trong thời gian ≤ 100ms không mất session. | Partial | Medium | — | Guardian 3.1 supports active-passive HA with auto-replication; switchover time is not published. "Preserve critical data flow with resilient auto-replication" (Guardian 3.1 press release, Increased Reliability section) [7] "high-availability features ensure that essential data streams remain uninterrupted, even during equipment or power failures" (Automated Data Ingestion case section) [1] "Deploy as an active -passive High-Availability (HA) application" (Guardian 3.1 press release, Increased Reliability section) [7]
Performance & High Availability | 4.4 | Tự vệ khi Quá tải (Fail-Safe State): Tự động khóa ranh giới (Fail-Close) khi phần cứng bị tấn công từ chối dịch vụ DoS. | Partial | Medium | — | Data that fails validation is held back or rejected (fail-closed content handling); the diode has no management interface to attack. "No IP address or management interface ... Invisible on the network and immune to remote exploitation" (Core features section) [3] "files are automatically passed through from one domain to another, providing they meet the defined security policy. If they don't meet the criteria, files are simply rejected and deleted" (What are the options for setting up a data guard? section) [12] "If any data does not meet safety standards or is identified as potentially harmful, it is held back to prevent issues" (How Does a Data Guard Work? section) [1]
Management & Compliance | 5.1 | Quản trị Phân quyền (RBAC): Tách biệt vai trò Admin Hệ thống, Admin Policy và Auditor An ninh. | Unknown | Low | —
Management & Compliance | 5.2 | Tích hợp SIEM/SOAR: Đẩy Log thời gian thực dạng CEF/Syslog qua kênh mã hóa TLS tới SIEM. | Partial | Medium | — | GuarDiode transfers are logged and auditable with real-time system status visibility; SIEM export format is not specified. "All transfers are logged and auditable, ensuring full visibility for security and compliance teams" (Automated, auditable data transfer section) [2] "Real-time visibility of overall system status" (Guardian 3.1 press release, Enhanced Operations section) [7]
Management & Compliance | 5.3 | Báo cáo Tuân thủ (Compliance Report): Có sẵn mẫu báo cáo tuân thủ NIST SP 800-82, IEC 62443, ISO 27001. | Unknown | Low | —
Management & Compliance | 5.4 | Chứng nhận Quốc tế / Quốc gia: Đạt chứng nhận Common Criteria (EAL4+), FIPS 140-3 hoặc Chứng nhận Cơ yếu. | Supported | Medium | — | GuarDiode is marketed with CC EAL7+ and NCSC CAPS-aligned configurations; the EAL7 certificate covers the OEM Fox Crypto Fort Fox diode hardware. "Fort Fox Hardware Data Diode FFHDD3_1/10 ... Assurance Package: EAL7 augmented with ASE_TSS.2 and ALC_FLR.3 ... Certificate holder and developer Fox Crypto B.V. ... Certificate number NSCIB-CC-2300039-01" (Page 1, Product and assurance level block) [22] "ISO/IEC 27001 certification" (Standards and certifications section (G-Cloud 14 listing)) [18] "Our partnership with Oakdoor, part of PA Consulting, brings you the NCSC CAPS approved Oakdoor Basic Diode, offering robust performance with a 1Gbps network speed. Equally, our partnership with FoxCrypto brings you the Common Criteria EAL-7 certified optical data diode, offering top tier security at both 1Gbps and 10Gbps network speeds" (Enhanced Security with Trusted Partners section) [14] "Nexor GuarDiode has been independently evaluated to Common Criteria EAL7+, the highest assurance level recognised by NATO for data diode technologies. Configurations are also available that align with the NCSC CAPS scheme" (Independently assured and certified section) [2] "Nexor Data Diode, EAL7+ (June 2010) ... Nexor's Data Diode product is supplied via an OEM relationship with Fox-IT" (Assurance section) [21]
|  | TOTAL SCORE | 9
3. Bibliography
[1] | Nexor Guardian - Data Guard |  |  | https://www.nexor.com/guardian
[2] | Nexor GuarDiode - Managed Data Diode |  |  | https://www.nexor.com/guardiode
[3] | Nexor Data Diode - One Way Data Flow |  |  | https://www.nexor.com/data-diode
[4] | Nexor Data Diode FAQs |  |  | https://www.nexor.com/data-diode-faqs
[5] | Cyber Security Solutions |  |  | https://www.nexor.com/solutions
[6] | Our Accreditations |  |  | https://www.nexor.com/about/our-accreditations
[7] | Press Release - Guardian 3.1 - High Availability |  |  | https://www.nexor.com/blog/guardian3-1-high-availability
[8] | GuarDiode 3.0 Press Release |  |  | https://www.nexor.com/blog/guardiode-3-0-press-release
[9] | Discover the power of Nexor GuarDiode: tailored cross domain security solutions |  |  | https://www.nexor.com/blog/discover-the-power-of-nexor-guardiode-tailored-cross-domain-security-solutions
[10] | Securing the Guard |  |  | https://www.nexor.com/blog/securing-the-guard
[11] | What is the difference between a Guard and a Gateway? |  |  | https://www.nexor.com/blog/guard-or-gateway
[12] | File transfers for a data guard: automate or manually review? |  |  | https://www.nexor.com/blog/file-transfers-data-guard
[13] | Securing sensitive data transfers: Unlocking the potential of data diodes and proxies |  |  | https://www.nexor.com/blog/securing-sensitive-data-transfers-unlocking-the-potential-of-data-diodes-and-proxies
[14] | Introducing Nexor GuarDiode File Edition 4: Secure Collaboration Made Simple |  |  | https://www.nexor.com/blog/introducing-nexor-guardiode-file-edition-4-secure-collaboration-made-simple
[15] | Secure Remote Video Control (Case Study, European Defence Ministry) |  |  | https://www.nexor.com/knowledge-hub/case-studies/secure-remote-video-control
[16] | Network Monitoring (Case Study, UK Government Agency) |  |  | https://www.nexor.com/knowledge-hub/case-studies/network-monitoring
[17] | Secure and Efficient Manual Release of Files Across Networks (Case Study) |  |  | https://www.nexor.com/knowledge-hub/case-studies/files-transfer-secure-networks
[18] | Nexor GuarDiode - Digital Marketplace (G-Cloud 14) |  |  | https://www.applytosupply.digitalmarketplace.service.gov.uk/g-cloud/services/152043636001857
[19] | Nexor GuarDiode - Service Definition Document (G-Cloud 14) |  |  | https://assets.applytosupply.digitalmarketplace.service.gov.uk/g-cloud-14/documents/92446/152043636001857-service-definition-document-2022-05-18-0938.pdf
[20] | Making secure collaboration possible with the Nexor GuarDiode File Edition 4 |  |  | https://sentyron.com/making-secure-collaboration-possible-with-the-nexor-guardiode-file-edition-4/
[21] | Nexor (Wikipedia) |  |  | https://en.wikipedia.org/wiki/Nexor
[22] | Fort Fox Hardware Data Diode FFHDD3_1/10 - NSCIB Common Criteria Certificate NSCIB-CC-2300039-01 |  |  | https://www.commoncriteriaportal.org/nfs/ccpfiles/files/epfiles/NSCIB-CC-2300039-01-Cert.pdf

## pa-220r-pa-400r-rugged-series
# Product Assessment: Palo Alto Networks - PA-220R / PA-400R Rugged Series
1. Overview
Palo Alto Networks PA-220R / PA-400R Rugged Series are ruggedized ML-powered next-generation firewalls (NGFWs) running PAN-OS for industrial and defense networks; guard/CDS-specific items (1.1, 1.2, 1.5, 2.1, 2.2, 2.4, 2.5, 2.7) are assessed as unknown because the datasheets and reseller listing document no such capability and no specific documented fact excludes it. Evidence is primarily vendor datasheets and PAN-OS documentation, with independent corroboration from a reseller listing, an independent migration write-up, NIST CMVP certificates and a NIAP Common Criteria validation report.
2. Per-Item Verdicts
Category | ID | Requirement | Verdict | Conf | Value | Evidence
Architecture & Security | 1.1 | Kiến trúc Tách biệt Phiên (Protocol Break): Chấm dứt phiên TCP/IP tại phễu ranh giới, ngắt hoàn toàn IP routing. | Unknown | Low | — | Palo Alto markets the PA-220R and PA-400R Series as ruggedized ML-powered next-generation firewalls for industrial applications in harsh environments, not as cross-domain guards. "Palo Alto Networks PA-220R is a ruggedized ML-Powered Next-Generation Firewall that brings next-generation capabilities to industrial applications in harsh environments." (page 1, product description) [1] "Palo Alto PA-410R Rugged Next-Generation Firewall" (PA-400R Series Firewalls product listing) [20] "The Palo Alto Networks PA-400R Series consists of ruggedized ML-Powered Next-Generation Firewalls (NGFWs) that bring next-generation capabilities to industrial applications in harsh environments." (page 1, product description) [2]
Architecture & Security | 1.2 | Cách ly Phần cứng (Hardware Isolation): Thiết kế 2 bo mạch xử lý tách biệt kết nối qua FPGA hoặc Shared Memory cách ly. | Unknown | Low | — | "Integrated with TPM for secure boot, hardware root of trust, and securing system secrets." (page 6, Table 3 hardware specifications) [2] "Palo Alto PA-450R Rugged Next-Gen Firewall" (PA-400R Series Firewalls product listing) [20]
Architecture & Security | 1.3 | Chế độ Default-Deny: Tự động chặn tất cả gói tin/giao thức không nằm trong danh mục White-list. | Supported | Medium | — | PAN-OS denies interzone traffic by default; only traffic matching configured rules is allowed across zones. "Uses the application, not the port, as the basis for all your safe enablement policy decisions: allow, deny, schedule, inspect, and apply traffic-shaping." (page 2, ML-Powered Next Generation Firewall section) [1] "The default rules—displayed at the bottom of the security rulebase—are predefined to allow all intrazone traffic (within a zone) and deny all interzone traffic (between zones)." (How Does a Security Policy Work? section) [6]
Architecture & Security | 1.4 | Bảo vệ chống Lỗ hổng OS: Hệ điều hành gia cố siêu cấp (Hardened OS / Microkernel / SELinux Strict Mode). | Supported | Medium | — | PAN-OS is a hardened, closed security-focused operating system running on a Linux kernel, with FIPS-CC mode and TPM-backed secure boot on PA-400R hardware. "PAN-OS, which is a hardened (security-focused), closed operating system (OS) that, despite running on a Linux kernel, is not a general-purpose Linux distribution" (Why the Standard Migration Path Fails section) [21] "You can enable FIPS-CC mode on a software version that supports Common Criteria and the Federal Information Processing Standards 140-2 (FIPS 140-2)." (Certifications section) [13] "PAN-OS Shield provides vulnerability protection for firewalls with GlobalProtect gateway or portal. When you enable PAN-OS Shield, the firewall scans inbound control traffic using threat prevention signatures and takes action against detected exploits before they reach the management plane." (Enable PAN-OS Shield section) [23] "Integrated with TPM for secure boot, hardware root of trust, and securing system secrets." (page 6, Table 3 hardware specifications) [2]
Architecture & Security | 1.5 | Chữ ký số Nội bộ (Internal Data Stamping): Lõi kiểm soát ký số dữ liệu sạch trước khi cho phép phễu nội khởi tạo phiên mới. | Unknown | Low | —
Inspection & CDR Engine | 2.1 | Giải phẫu & Tái tạo Nội dung (CDR): Bóc tách và tái tạo 100% các định dạng Office (DOCX, XLSX), PDF, Image, CAD. | Unknown | Low | —
Inspection & CDR Engine | 2.2 | Loại bỏ Macro & Script Độc hại: Xóa bỏ hoàn toàn VBA Macro, Javascript, DDE Links, Embedded Objects trong file. | Unknown | Low | —
Inspection & CDR Engine | 2.3 | Quét Mã độc Đa nhân (Multi-AV): Tích hợp tối thiểu 2+ Engine Antivirus quét song song payload thô. | Partial | Medium | — | Threat Prevention bundles antivirus, anti-spyware, IPS and WildFire inline-ML/cloud analysis in a single-pass inspection engine. "Threat Prevention—inspects all traffic to automatically block known vulnerabilities, malware, vulnerability exploits, spyware, command and control (C2), and custom intrusion prevention system (IPS) signatures." (page 2, cloud-delivered security subscriptions) [1] "Threat Prevention throughput is measured with App-ID, IPS, antivirus, antispyware, WildFire, DNS Security, file blocking, and enabled by using appmix transactions." (page 5, Table 1 notes) [2] "WildFire® malware prevention —unifies inline ML protection with robust cloud-based analysis to instantly prevent new threats in real time" (page 2, cloud-delivered security subscriptions) [1]
Inspection & CDR Engine | 2.4 | Phân tích Cú pháp Schema (Schema Check): Kiểm tra tính hợp lệ của cấu trúc XML, JSON, FIXM, AIXM theo W3C Schema. | Unknown | Low | —
Inspection & CDR Engine | 2.5 | Kiểm soát Luồng Thông tin (IFC): Lọc dữ liệu dựa trên Nhãn An ninh (Security Labels) gắn kèm tập tin. | Unknown | Low | —
Inspection & CDR Engine | 2.6 | Chống Rò rỉ Dữ liệu (DLP): Nhận diện và chặn từ khóa Mật, Mã số CMND, Tài khoản, Regex tùy biến. | Supported | Medium | — | Data Filtering profiles use predefined patterns (credit cards, social security numbers) and custom regex patterns to detect sensitive data leaving the network. "Use Data Filtering profiles to prevent sensitive, confidential, and proprietary information—such as credit card or social security numbers or internal corporate documents—from leaving your network." (Use Data Filtering section) [7] "Identifies all payload data within the application, such as files and data patterns, to block malicious files and thwart data exfiltration attempts." (page 2, App-ID section) [1] "Three types of Data Patterns are available: ... Predefined Patterns – Identify common sensitive data types with a system-defined name, description, and file types. ... Regular Expression (Regex) Patterns – Use custom regular expressions for specific data identification." (Data Patterns section) [7]
Inspection & CDR Engine | 2.7 | Anti-Steganography Engine: Phát hiện và loại bỏ dữ liệu ẩn giấu bên trong file hình ảnh (PNG, JPEG, BMP). | Unknown | Low | —
Protocol Support | 3.1 | Hỗ trợ Giao thức File Transfer: SFTP, FTP/S, HTTPS, SMB/NFS Proxy có làm sạch nội dung. | Partial | Medium | — | "Identifies the applications traversing your network ir - respective of port, protocol, evasive techniques, or en-cryption (TLS/SSL)." (page 2, App-ID section) [1] "For such applications, the firewall serves as an Application Level Gateway (ALG), and it opens a pinhole for a limited time and for exclusively transferring data or control traffic. ... FTP" (Application Level Gateways section) [14]
Protocol Support | 3.2 | Hỗ trợ Giao thức OT/ICS: OPC UA, Modbus TCP, IEC 60870-5-104, DNP3, MQTT Industrial Proxy. | Supported | Medium | — | App-ID provides base- and function-level identifiers for OT protocols including Modbus, DNP3, IEC 60870-5-104, OPC UA, MQTT and IEC 61850. "1070+ ... OT/ICS APP IDS ... 650+ OT Threat Signatures" (Comprehensive Visibility section) [16] "Employs App-IDs for industrial protocols and applica - tions, such as Modbus, DNP3, IEC 60870-5-104, Siemens S7, OSIsoft PI®, and more." (page 2, App-ID section) [1] "This document is a listing of application identifiers, or App-IDs, supported by App-ID technology on Palo Alto Networks ML-Powered Next-Generation Firewalls for applications and protocols used to support operational technology (OT) industrial con trol systems (ICS). ... OPC UA ... MQTT ... Modbus ... DNP3 ... IEC 60870-5-104" (page 2, Supported Base ICS App-IDs) [15]
Protocol Support | 3.3 | Hỗ trợ Giao thức Database: SQL Server, Oracle, PostgreSQL Proxy với khả năng whitelist câu lệnh Query. | Partial | Medium | — | "The following table lists IPv4, NAT, IPv6, NPTv6 and NAT64 ALGs and indicates with a check mark whether the ALG supports each protocol (such as SIP). ... MySQL ... Oracle/SQLNet/ TNS" (ALG support table) [14]
Protocol Support | 3.4 | Hỗ trợ Giao thức Realtime Stream: RTSP Video Proxy, Syslog/CEF Unidirectional/Bidirectional Relay. | Partial | Medium | — | "For such applications, the firewall serves as an Application Level Gateway (ALG), and it opens a pinhole for a limited time and for exclusively transferring data or control traffic. ... RTSP" (ALG support table) [14] "Palo Alto Network firewalls can leverage this standard to forward every type of log they generate to an external syslog server." (Use Syslog for Monitoring section) [10]
Performance & High Availability | 4.1 | Băng thông Xử lý (Throughput): Hỗ trợ băng thông kiểm tra CDR thực tế ≥ 1Gbps (hoặc theo tải dự án). | Supported | Medium | 1400 Mbps | PA-400R Series firewall throughput ranges from 1.4 Gbps (PA-410R) to 3.2 Gbps (PA-450R), while the PA-220R is rated 575/540 Mbps. "Firewall throughput (appmix)* 1.4 Gbps 1.4 Gbps 3.2 Gbps 3.2 Gbps 3.2 Gbps" (page 5, Table 1 Performance and Capabilities) [2] "Firewall throughput (HTTP/appmix)* 575/540 Mbps" (page 3, Table 1 Performance and Capacities) [1]
Performance & High Availability | 4.2 | Độ trễ Xử lý (Processing Latency): Độ trễ xử lý gói tin/giao thức realtime ≤ 10ms. | Partial | Medium | — | "Avoids introducing latency by scanning traffic for all signatures in a single pass using stream-based, uniform signature matching." (page 3, Single-Pass Architecture section) [1] "Avoid introducing latency by scanning traffic for all signatures in a single pass, using stream-based, uniform signature matching." (page 3, Unique Approach to Packet Processing section) [2]
Performance & High Availability | 4.3 | Khả năng Dự phòng (HA Active-Standby): Tự động chuyển mạch khi sự cố trong thời gian ≤ 100ms không mất session. | Not Supported | Medium | 3000 ms | PAN-OS HA triggers failover after three consecutive heartbeat losses at a default 1000 ms heartbeat interval, i.e. roughly 3000 ms detection latency. "Heartbeat Interval (ms) ... Frequency at which the HA peers exchange heartbeat messages in the form of an ICMP (ping). ... 1000/1000" (HA timers table) [5] "By default, the interval for the heartbeat is 1,000 milliseconds. A ping is sent every 1,000 milliseconds and if there are three consecutive heartbeat losses, a failover occurs." (Heartbeat Polling and Hello messages subsection) [4] "A heartbeat connection between the firewall peers ensures seamless failover in the event that a peer goes down. ... Palo Alto Networks firewalls support stateful active/passive or active/active high availability with session and configuration synchronization" (High Availability section) [3]
Performance & High Availability | 4.4 | Tự vệ khi Quá tải (Fail-Safe State): Tự động khóa ranh giới (Fail-Close) khi phần cứng bị tấn công từ chối dịch vụ DoS. | Partial | Medium | — | "Denial-of-service (DoS) protection defends specific critical systems against flood attacks, especially devices that user access from the internet such as web servers and database servers, and protects resources from session floods." (Zone Protection and DoS Protection section) [12] "Select continue-running (default) or maintenance-mode to configure the appliance or firewall response to a security violation." (Configure Device Security section) [22] "Zone protection defends network zones against flood attacks, reconnaissance attempts, packet-based attacks, and attacks that use non-IP protocols." (Zone Protection and DoS Protection section) [12]
Management & Compliance | 5.1 | Quản trị Phân quyền (RBAC): Tách biệt vai trò Admin Hệ thống, Admin Policy và Auditor An ninh. | Supported | Medium | — | "Admin Role profiles enable you to define granular administrative access privileges to ensure protection for sensitive company information and privacy for end users." (Configure an Admin Role Profile section) [8] "In the Web UI and REST API tabs, click the icon for each functional area to toggle it to the desired setting: Enable, Read Only or Disable." (Configure an Admin Role Profile (PAN-OS) section) [8]
Management & Compliance | 5.2 | Tích hợp SIEM/SOAR: Đẩy Log thời gian thực dạng CEF/Syslog qua kênh mã hóa TLS tới SIEM. | Supported | Medium | — | Log forwarding sends all log types to external syslog servers over TCP or TLSv1.2, with CEF-formatted output supported for ArcSight. "the firewall automatically converts the logs to the necessary format: syslog messages, SNMP traps, email notifications, or as an HTTP payload to send the log details to an HTTP(S) server." (Configure Log Forwarding section) [9] "Use the guides below to configure your Palo Alto Networks next-generation firewall for Micro Focus ArcSight CEF-formatted syslog events collection." (CEF Support section) [11] "For secure and reliable log forwarding, you can use TCP or TLS (specifically TLSv1.2)." (Use Syslog for Monitoring section) [10]
Management & Compliance | 5.3 | Báo cáo Tuân thủ (Compliance Report): Có sẵn mẫu báo cáo tuân thủ NIST SP 800-82, IEC 62443, ISO 27001. | Partial | Medium | — | "implements zoning and fine-grained segmentation policies based on asset type, protocol and risk context, preventing lateral movement of threats per IEC-62443 standards." (Our Approach, Segmentation section) [16] "Improve your security posture with integrated best practice recommendations and maintain compliance with industry and InfoSec standards." (page 3, Strata Cloud Manager section) [2]
Management & Compliance | 5.4 | Chứng nhận Quốc tế / Quốc gia: Đạt chứng nhận Common Criteria (EAL4+), FIPS 140-3 hoặc Chứng nhận Cơ yếu. | Supported | High | — | PA-220R is explicitly listed in NIST CMVP FIPS 140-3 certificate #5333 (PAN-OS 10.2, overall level 2), and PA-400 Series hardware is covered by certificate #5326; PAN-OS 10.1 NGFWs hold NIAP Common Criteria validation VID 11284. "PAN-OS 10.2 running on PA-220, PA-220R, PA-400 Series, PA-800 Series, PA-3200 Series, PA-3400 Series, PA-5200 Series, PA-5400 Series, PA-5450, and PA-7000 Series NGFWs ... FIPS 140-3 ... Active" (Certificate #5333 Details) [17] "PAN-OS 11.1/11.2 running on PA-400 Series, PA-800 Series, PA-1400 Series, PA-3200 Series, PA-3400 Series, PA-5200 Series, PA-5400 Series, PA-5450, PA-7000 Series, and PA-7500 NGFWs ... FIPS 140-3" (Certificate #5326 Details) [18] "The Common Criteria and the Federal Information Processing Standard 140-2 (FIPS 140-2) and 140-3 (FIPS 140-3) are security certifications that ensure a standard set of security assurances and functionalities." (Certifications section) [13] "Palo Alto Networks PA-220 Series, PA-400 Series, PA-800 Series, PA-3200 Series, PA-5200 Series, PA-5450, PA-7000 Series, and VM Series Next-Generation Firewall with PAN-OS 10.1 ... collaborative Protection Profile for Network Devices, Version 2.2e, 23 March 2020" (page 1 title and page 3 references) [19]
|  | TOTAL SCORE | 8.88
3. Bibliography
[1] | PA-220R Datasheet (PAN-OS 10.0) |  |  | https://www.paloaltonetworks.com/content/dam/pan/en_US/assets/pdf/datasheets/pan-os-10-0/pa-220r.pdf
[2] | PA-400R Series Datasheet |  |  | https://www.paloaltonetworks.com/content/dam/pan/en_US/assets/pdf/datasheets/pa-400r/pa-400r-series.pdf
[3] | High Availability - Next-Generation Firewall documentation |  |  | https://docs.paloaltonetworks.com/ngfw/administration/high-availability
[4] | Failover - Next-Generation Firewall documentation |  |  | https://docs.paloaltonetworks.com/ngfw/administration/high-availability/failover
[5] | HA Timers - Next-Generation Firewall documentation |  |  | https://docs.paloaltonetworks.com/ngfw/administration/high-availability/ha-timers
[6] | Security Policy - PAN-OS 10.1 Administrator's Guide |  |  | https://docs.paloaltonetworks.com/pan-os/10-1/pan-os-admin/policy/security-policy
[7] | Set Up Data Filtering - PAN-OS 10.1 Administrator's Guide |  |  | https://docs.paloaltonetworks.com/pan-os/10-1/pan-os-admin/policy/security-profiles/set-up-data-filtering
[8] | Configure an Admin Role Profile - Next-Generation Firewall documentation |  |  | https://docs.paloaltonetworks.com/ngfw/administration/firewall-administration/manage-firewall-administrators/configure-an-admin-role-profile
[9] | Configure Log Forwarding - Next-Generation Firewall documentation |  |  | https://docs.paloaltonetworks.com/ngfw/administration/monitoring/configure-log-forwarding
[10] | Use Syslog for Monitoring - Next-Generation Firewall documentation |  |  | https://docs.paloaltonetworks.com/ngfw/administration/monitoring/use-syslog-for-monitoring
[11] | Common Event Format (CEF) Configuration Guides - TechDocs |  |  | https://docs.paloaltonetworks.com/resources/cef
[12] | Zone Protection and DoS Protection - Next-Generation Firewall documentation |  |  | https://docs.paloaltonetworks.com/ngfw/administration/zone-protection-and-dos-protection
[13] | Certifications (FIPS-CC mode) - Next-Generation Firewall documentation |  |  | https://docs.paloaltonetworks.com/ngfw/administration/certifications
[14] | Application Level Gateways - Next-Generation Firewall documentation |  |  | https://docs.paloaltonetworks.com/ngfw/administration/app-id/application-level-gateways
[15] | App-IDs for ICS and SCADA - Support for Industrial Control Systems Protocols and Applications (datasheet) |  |  | https://www.paloaltonetworks.com/content/dam/pan/en_US/assets/pdf/white-papers/app-ids-for-ics-scada.pdf
[16] | OT Security Solution - Proactive Protection for Industrial Operations |  |  | https://www.paloaltonetworks.com/network-security/ot-security-solution
[17] | NIST CMVP Certificate #5333 - PAN-OS 10.2 running on PA-220, PA-220R, PA-400 Series ... NGFWs |  |  | https://csrc.nist.gov/projects/cryptographic-module-validation-program/certificate/5333
[18] | NIST CMVP Certificate #5326 - PAN-OS 11.1/11.2 running on PA-400 Series ... NGFWs |  |  | https://csrc.nist.gov/projects/cryptographic-module-validation-program/certificate/5326
[19] | NIAP Common Criteria Validation Report VID 11284 - Palo Alto Networks NGFW with PAN-OS 10.1 (CCEVS-VR-VID11284-2022) |  |  | https://www.commoncriteriaportal.org/files/epfiles/st_vid11284-vr.pdf
[20] | Palo Alto PA-400R Series Firewalls - reseller product listing |  |  | https://networkdevicesinc.com/collections/palo-alto-pa-400r-series-firewalls
[21] | Migrating Palo Alto VM-Series Firewalls from Unmanaged to Managed Disks in Azure |  |  | https://medium.com/@JoshuaMichealM1/migrating-palo-alto-vm-series-firewalls-from-unmanaged-to-managed-disks-in-azure-277ed838b191
[22] | Configure Device Security - Next-Generation Firewall documentation |  |  | https://docs.paloaltonetworks.com/ngfw/administration/security-settings/configure-device-security
[23] | Enable PAN-OS Shield - Next-Generation Firewall documentation |  |  | https://docs.paloaltonetworks.com/ngfw/administration/security-settings/panos-shield